## Batteries to Cover
| Coast | North | South | Panhandle | West | ERCOT | PV | Total | Load | Difference | Renewable Needed | 4.05x Wind | 8.45x Solar | 4.05 x Wind 8.45x Solar Capacity | Battery Charge | Charge/Discharge | Battery Storage 4.05 x Wind 8.45x Solar Capacity
44774.7083 | 3509 | 360 | 5587 | 2181 | 5154 | 11100 | 8534 | 19634 | 76087.48 | 56453.48 | 3.8753 | 44955 | 72112.3 | 117067.3 | 40979.82 | 40979.82 |  |  |  | Installed |  | Area required m^2
44774.75 | 3577 | 368 | 5561 | 2739 | 6153 | 12082 | 8102 | 20184 | 75816.22 | 55632.22 | 3.7563 | 48932.1 | 68461.9 | 117394 | 82557.6 | 41577.78 |  | Wind Increase | 4.05 | 35000 | 141750 | 5244750
44774.7917 | 3655 | 438 | 5683 | 3024 | 7385 | 13505 | 6865 | 20370 | 75020.81 | 54650.81 | 3.6829 | 54695.25 | 58009.25 | 112704.5 | 120241.29 | 37683.69 |  | Solar Increase | 8.45 | 10500 | 88725 | 1242150
44774.8333 | 3509 | 625 | 5820 | 2755 | 8534 | 14979 | 3323 | 18302 | 72808.15 | 54506.15 | 3.9782 | 60664.95 | 28079.35 | 88744.3 | 136177.44 | 15936.15 | 35000 | Cost of Wind | 1350000 | 47250000000 | 191362500000
44774.875 | 3024 | 809 | 5368 | 2294 | 9372 | 15549 | 323 | 15872 | 70257.27 | 54385.27 | 4.4265 | 62973.45 | 2729.35 | 65702.8 | 131622.97 | -4554.47 | 10500 | Cost of Solar | 1500000 | 15750000000 | 133087500000
44774.9167 | 2609 | 1079 | 5117 | 2491 | 10919 | 17115 | 0 | 17115 | 67836.87 | 50721.87 | 3.9636 | 69315.75 | 0 | 69315.75 | 133101.85 | 1478.88 |  | Battery | 250000 |  | 1.1974e+12
44774.9583 | 2081 | 1446 | 4732 | 2569 | 12402 | 18580 | 0 | 18580 | 63877.67 | 45297.67 | 3.438 | 75249 | 0 | 75249 | 144473.18 | 11371.33 |  |  | Total | 63000000000 | 1.5219e+12
44775 | 1975 | 1555 | 4643 | 2429 | 12753 | 18952 | 0 | 18952 | 59617.57 | 40665.57 | 3.1457 | 76755.6 | 0 | 76755.6 | 161611.21 | 17138.03 |  | 4789650.17 | MWh Needed
44775.0417 | 2279 | 1514 | 4998 | 2508 | 13118 | 19630 | 0 | 19630 | 55908.61 | 36278.61 | 2.8481 | 79501.5 | 0 | 79501.5 | 185204.1 | 23592.89
44775.0833 | 2255 | 1564 | 4960 | 2482 | 13391 | 19915 | 0 | 19915 | 53207.51 | 33292.51 | 2.6717 | 80655.75 | 0 | 80655.75 | 212652.34 | 27448.24 |  | Nuke | 9000000 | 169095.8381 |  | 50728.7514
44775.125 | 2198 | 1484 | 4821 | 2554 | 13730 | 20035 | 0 | 20035 | 51404.81 | 31369.81 | 2.5658 | 81141.75 | 0 | 81141.75 | 242389.28 | 29736.94 |  |  | /MWh
44775.1667 | 2117 | 1514 | 4660 | 2680 | 13833 | 20006 | 0 | 20006 | 50326.53 | 30320.53 | 2.5156 | 81024.3 | 0 | 81024.3 | 273087.05 | 30697.77
44775.2083 | 1875 | 1568 | 4149 | 2819 | 13865 | 19582 | 0 | 19582 | 49786.71 | 30204.71 | 2.5425 | 79307.1 | 0 | 79307.1 | 302607.44 | 29520.39 | [5 empty] | Amps
44775.25 | 1419 | 1483 | 3444 | 2947 | 13499 | 18426 | 0 | 18426 | 50294.62 | 31868.62 | 2.7295 | 74625.3 | 0 | 74625.3 | 326938.12 | 24330.68 |  |  | Trans/Mile kV | Double Circuit | Single Circuit | 750
44775.2917 | 1300 | 1420 | 3358 | 3098 | 13443 | 18221 | 2 | 18223 | 51377.83 | 33154.83 | 2.8194 | 73795.05 | 16.9 | 73811.95 | 349372.24 | 22434.12 |  |  | 230 | 2900000 | 1800000 | 172.5 | 120750
44775.3333 | 1040 | 1288 | 3137 | 3158 | 12742 | 17167 | 1039 | 18206 | 51897.01 | 33691.01 | 2.8505 | 69526.35 | 8779.55 | 78305.9 | 375781.13 | 26408.89 |  |  | 345 | 4500000 | 2750000 | 258.75 | 181125
44775.375 | 974 | 1381 | 3190 | 2858 | 12283 | 16854 | 5271 | 22125 | 54634.81 | 32509.81 | 2.4694 | 68258.7 | 44539.95 | 112798.65 | 433944.97 | 58163.84 |  |  | 500 | 5000000 | 3000000 | 375 | 262500
44775.4167 | 2302 | 1434 | 4960 | 3020 | 13434 | 19828 | 6862 | 26690 | 58719.69 | 32029.69 | 2.2001 | 80303.4 | 57983.9 | 138287.3 | 513512.58 | 79567.61 |  |  | PHX - NYC
44775.4583 | 2814 | 1253 | 5374 | 3295 | 13082 | 19709 | 7809 | 27518 | 62885.96 | 35367.96 | 2.2853 | 79821.45 | 65986.05 | 145807.5 | 596434.12 | 82921.54 |  |  | 2150 | 6235000000 | 3870000000
44775.5 | 2884 | 1021 | 5466 | 3074 | 11840 | 18326 | 9271 | 27597 | 67114.43 | 39517.43 | 2.4319 | 74220.3 | 78339.95 | 152560.25 | 681879.94 | 85445.82 |  |  |  | 9675000000 | 5912500000
44775.5417 | 2746 | 920 | 5329 | 2975 | 10747 | 16996 | 9603 | 26599 | 70912.3 | 44313.3 | 2.666 | 68833.8 | 81145.35 | 149979.15 | 760946.79 | 79066.85 |  |  |  | 10750000000 | 6450000000
44775.5833 | 2689 | 957 | 4929 | 2829 | 10156 | 16041 | 9529 | 25570 | 74474.59 | 48904.59 | 2.9126 | 64966.05 | 80520.05 | 145486.1 | 831958.3 | 71011.51 |  |  | CREZ | 1200000 | 4.48 | $/MWh
44775.625 | 2978 | 979 | 5189 | 2746 | 9761 | 15929 | 9570 | 25499 | 76845.41 | 51346.41 | 3.0137 | 64512.45 | 80866.5 | 145378.95 | 900491.84 | 68533.54
44775.6667 | 3544 | 1042 | 5735 | 2507 | 8847 | 15624 | 9344 | 24968 | 77788.29 | 52820.29 | 3.1155 | 63277.2 | 78956.8 | 142234 | 964937.55 | 64445.71
44775.7083 | 3818 | 1029 | 6114 | 2281 | 8277 | 15420 | 9304 | 24724 | 78363.05 | 53639.05 | 3.1695 | 62451 | 78618.8 | 141069.8 | 1027644.3 | 62706.75 |  |  | https://www.eia.gov/todayinenergy/detail.php?id=45136
44775.75 | 3822 | 942 | 6289 | 2088 | 7993 | 15224 | 9036 | 24260 | 78357.83 | 54097.83 | 3.2299 | 61657.2 | 76354.2 | 138011.4 | 1087297.87 | 59653.57 |  |  | https://www.nrel.gov/docs/fy21osti/79236.pdf
44775.7917 | 3886 | 956 | 6412 | 2050 | 8009 | 15377 | 7783 | 23160 | 77780.15 | 54620.15 | 3.3584 | 62276.85 | 65766.35 | 128043.2 | 1137560.92 | 50263.05 |  |  | https://news.mit.edu/2020/reasons-nuclear-overruns-1118
44775.8333 | 3925 | 1001 | 6589 | 2152 | 8959 | 16549 | 3800 | 20349 | 75570.43 | 55221.43 | 3.7137 | 67023.45 | 32110 | 99133.45 | 1161123.94 | 23563.02 |  |  | https://constructionphysics.substack.com/p/why-are-nuclear-power-construction
44775.875 | 3771 | 985 | 6356 | 2341 | 9673 | 17014 | 347 | 17361 | 72655.89 | 55294.89 | 4.185 | 68906.7 | 2932.15 | 71838.85 | 1160306.9 | -817.04 |  |  | https://www.bloomberg.com/graphics/2021-energy-land-use-economy/?leadSource=uverify%20wall
44775.9167 | 3627 | 1361 | 6264 | 3063 | 11260 | 18885 | 0 | 18885 | 70255.75 | 51370.75 | 3.7202 | 76484.25 | 0 | 76484.25 | 1166535.4 | 6228.5 |  |  | https://cdn.misoenergy.org/20190212%20PSC%20Item%2005a%20Transmission%20Cost%20Estimation%20Guide%20for%20MTEP%202019_for%20review317692.pdf
44775.9583 | 3529 | 1700 | 6242 | 3543 | 13487 | 21429 | 0 | 21429 | 66413.73 | 44984.73 | 3.0992 | 86787.45 | 0 | 86787.45 | 1186909.12 | 20373.72 |  |  | https://www.transmissionhub.com/articles/2012/10/wecc-report-building-transmission-in-the-west-costs-1m-to-3m-mile.html
44776 | 3366 | 1866 | 6229 | 3743 | 15590 | 23685 | 0 | 23685 | 62419.88 | 38734.88 | 2.6354 | 95924.25 | 0 | 95924.25 | 1220413.49 | 33504.37 |  |  | https://www.caiso.com/Documents/PGE2018FinalPerUnitCostGuide.xlsx
44776.0417 | 3332 | 1848 | 6171 | 3788 | 16268 | 24286 | 0 | 24286 | 58399.44 | 34113.44 | 2.4047 | 98358.3 | 0 | 98358.3 | 1260372.35 | 39958.86 |  |  | https://www.bakerinstitute.org/research/texas-crez-lines-how-stakeholders-shape-major-energy-infrastructure-projects
44776.0833 | 3342 | 1803 | 6215 | 3741 | 16528 | 24546 | 0 | 24546 | 55457.36 | 30911.36 | 2.2593 | 99411.3 | 0 | 99411.3 | 1304326.29 | 43953.94
44776.125 | 3351 | 1805 | 6191 | 3785 | 16787 | 24783 | 0 | 24783 | 53406.2 | 28623.2 | 2.155 | 100371.15 | 0 | 100371.15 | 1351291.24 | 46964.95
44776.1667 | 3049 | 1729 | 5874 | 3809 | 16819 | 24423 | 0 | 24423 | 52142.33 | 27719.33 | 2.135 | 98913.15 | 0 | 98913.15 | 1398062.06 | 46770.82
44776.2083 | 3015 | 1643 | 5744 | 3794 | 16753 | 24140 | 0 | 24140 | 51727.18 | 27587.18 | 2.1428 | 97767 | 0 | 97767 | 1444101.88 | 46039.82
44776.25 | 2610 | 1739 | 5348 | 3723 | 16498 | 23585 | 0 | 23585 | 51858.51 | 28273.51 | 2.1988 | 95519.25 | 0 | 95519.25 | 1487762.62 | 43660.74
44776.2917 | 2467 | 1702 | 5197 | 3575 | 15937 | 22836 | 4 | 22840 | 52607.36 | 29767.36 | 2.3033 | 92485.8 | 33.8 | 92519.6 | 1527674.86 | 39912.24
44776.3333 | 2343 | 1596 | 4929 | 3298 | 15288 | 21813 | 1145 | 22958 | 52973.96 | 30015.96 | 2.3074 | 88342.65 | 9675.25 | 98017.9 | 1572718.8 | 45043.94
44776.375 | 2845 | 1474 | 5502 | 2496 | 14295 | 21270 | 5038 | 26308 | 55382.96 | 29074.96 | 2.1052 | 86143.5 | 42571.1 | 128714.6 | 1646050.44 | 73331.64
44776.4167 | 3661 | 1562 | 6514 | 2531 | 14773 | 22849 | 5455 | 28304 | 59199.96 | 30895.96 | 2.0916 | 92538.45 | 46094.75 | 138633.2 | 1725483.68 | 79433.24
44776.4583 | 3778 | 1376 | 6575 | 2195 | 13232 | 21182 | 7575 | 28757 | 63488.69 | 34731.69 | 2.2078 | 85787.1 | 64008.75 | 149795.85 | 1811790.84 | 86307.16
44776.5 | 3796 | 1230 | 6599 | 1420 | 10850 | 18679 | 9177 | 27856 | 67777.1 | 39921.1 | 2.4331 | 75649.95 | 77545.65 | 153195.6 | 1897209.34 | 85418.5
44776.5417 | 3795 | 1212 | 6523 | 897 | 8562 | 16297 | 9443 | 25740 | 71433.77 | 45693.77 | 2.7752 | 66002.85 | 79793.35 | 145796.2 | 1971571.77 | 74362.43
44776.5833 | 3828 | 1011 | 6359 | 729 | 6347 | 13717 | 9219 | 22936 | 74777.33 | 51841.33 | 3.2603 | 55553.85 | 77900.55 | 133454.4 | 2030248.84 | 58677.07
44776.625 | 3797 | 999 | 6276 | 582 | 5332 | 12608 | 9212 | 21820 | 77193.87 | 55373.87 | 3.5378 | 51062.4 | 77841.4 | 128903.8 | 2081958.77 | 51709.93
44776.6667 | 3839 | 1029 | 6259 | 606 | 4447 | 11735 | 8821 | 20556 | 78070.04 | 57514.04 | 3.7979 | 47526.75 | 74537.45 | 122064.2 | 2125952.93 | 43994.16
44776.7083 | 3822 | 975 | 6193 | 640 | 3811 | 10979 | 8822 | 19801 | 78187.94 | 58386.94 | 3.9487 | 44464.95 | 74545.9 | 119010.85 | 2166775.84 | 40822.91
44776.75 | 3838 | 943 | 6181 | 602 | 3320 | 10444 | 8346 | 18790 | 77920.26 | 59130.26 | 4.1469 | 42298.2 | 70523.7 | 112821.9 | 2201677.48 | 34901.64
44776.7917 | 3851 | 887 | 6277 | 590 | 3480 | 10644 | 6800 | 17444 | 76801.58 | 59357.58 | 4.4028 | 43108.2 | 57460 | 100568.2 | 2225444.1 | 23766.62
44776.8333 | 3811 | 881 | 6271 | 735 | 4299 | 11451 | 3327 | 14778 | 74503.23 | 59725.23 | 5.0415 | 46376.55 | 28113.15 | 74489.7 | 2225430.57 | -13.53
44776.875 | 3801 | 987 | 6233 | 789 | 5757 | 12976 | 206 | 13182 | 72006.14 | 58824.14 | 5.4625 | 52552.8 | 1740.7 | 54293.5 | 2207717.93 | -17712.64
44776.9167 | 3808 | 1319 | 6369 | 1021 | 8147 | 15835 | 0 | 15835 | 69824.94 | 53989.94 | 4.4095 | 64131.75 | 0 | 64131.75 | 2202024.74 | -5693.19
44776.9583 | 3703 | 1649 | 6462 | 1416 | 10912 | 19023 | 0 | 19023 | 65944.15 | 46921.15 | 3.4665 | 77043.15 | 0 | 77043.15 | 2213123.74 | 11099
44777 | 3668 | 1820 | 6496 | 1597 | 12425 | 20740 | 0 | 20740 | 61761.67 | 41021.67 | 2.9779 | 83997 | 0 | 83997 | 2235359.07 | 22235.33
44777.0417 | 3672 | 1811 | 6425 | 1356 | 12928 | 21164 | 0 | 21164 | 58170.56 | 37006.56 | 2.7486 | 85714.2 | 0 | 85714.2 | 2262902.71 | 27543.64
44777.0833 | 3492 | 1779 | 6139 | 1260 | 12929 | 20847 | 0 | 20847 | 55348.38 | 34501.38 | 2.655 | 84430.35 | 0 | 84430.35 | 2291984.68 | 29081.97
44777.125 | 3389 | 1787 | 6006 | 1280 | 12287 | 20080 | 0 | 20080 | 53180.96 | 33100.96 | 2.6485 | 81324 | 0 | 81324 | 2320127.72 | 28143.04
44777.1667 | 3151 | 1711 | 5850 | 1320 | 11656 | 19217 | 0 | 19217 | 51716.58 | 32499.58 | 2.6912 | 77828.85 | 0 | 77828.85 | 2346239.99 | 26112.27
44777.2083 | 2723 | 1587 | 5399 | 2182 | 12188 | 19174 | 0 | 19174 | 50918.2 | 31744.2 | 2.6556 | 77654.7 | 0 | 77654.7 | 2372976.49 | 26736.5
44777.25 | 2516 | 1637 | 5117 | 2315 | 11395 | 18148 | 0 | 18148 | 51322.32 | 33174.32 | 2.828 | 73499.4 | 0 | 73499.4 | 2395153.57 | 22177.08
44777.2917 | 2319 | 1550 | 4874 | 1975 | 9878 | 16302 | 2 | 16304 | 52040.41 | 35736.41 | 3.1919 | 66023.1 | 16.9 | 66040 | 2409153.16 | 13999.59
44777.3333 | 2146 | 1265 | 4559 | 1927 | 8405 | 14229 | 878 | 15107 | 52283.95 | 37176.95 | 3.4609 | 57627.45 | 7419.1 | 65046.55 | 2421915.76 | 12762.6
44777.375 | 2506 | 1006 | 4855 | 1660 | 7204 | 13064 | 5166 | 18230 | 55058.95 | 36828.95 | 3.0202 | 52909.2 | 43652.7 | 96561.9 | 2463418.71 | 41502.95
44777.4167 | 3544 | 852 | 5940 | 1512 | 6278 | 13070 | 8149 | 21219 | 58556.42 | 37337.42 | 2.7596 | 52933.5 | 68859.05 | 121792.55 | 2526654.84 | 63236.13
44777.4583 | 3616 | 639 | 5969 | 1445 | 4509 | 11117 | 8941 | 20058 | 62743.7 | 42685.7 | 3.1281 | 45023.85 | 75551.45 | 120575.3 | 2584486.44 | 57831.6
44777.5 | 3490 | 480 | 5726 | 1265 | 3071 | 9277 | 9322 | 18599 | 67029.31 | 48430.31 | 3.6039 | 37571.85 | 78770.9 | 116342.75 | 2633799.88 | 49313.44
44777.5417 | 3551 | 358 | 5646 | 927 | 1787 | 7791 | 9420 | 17211 | 71188.08 | 53977.08 | 4.1362 | 31553.55 | 79599 | 111152.55 | 2673764.35 | 39964.47
44777.5833 | 3616 | 293 | 5635 | 791 | 1541 | 7469 | 9285 | 16754 | 74776.52 | 58022.52 | 4.4632 | 30249.45 | 78458.25 | 108707.7 | 2707695.53 | 33931.18
44777.625 | 3587 | 263 | 5519 | 604 | 1771 | 7554 | 9039 | 16593 | 77312.78 | 60719.78 | 4.6594 | 30593.7 | 76379.55 | 106973.25 | 2737356 | 29660.47
44777.6667 | 3565 | 339 | 5470 | 433 | 1803 | 7612 | 8777 | 16389 | 78029.04 | 61640.04 | 4.7611 | 30828.6 | 74165.65 | 104994.25 | 2764321.21 | 26965.21
44777.7083 | 3608 | 403 | 5463 | 708 | 2598 | 8465 | 8445 | 16910 | 77912.72 | 61002.72 | 4.6075 | 34283.25 | 71360.25 | 105643.5 | 2792051.99 | 27730.78
44777.75 | 3619 | 498 | 5701 | 1518 | 4496 | 10696 | 8106 | 18802 | 77371.08 | 58569.08 | 4.115 | 43318.8 | 68495.7 | 111814.5 | 2826495.41 | 34443.42
44777.7917 | 3689 | 702 | 6057 | 1510 | 5847 | 12606 | 6147 | 18753 | 75906.84 | 57153.84 | 4.0477 | 51054.3 | 51942.15 | 102996.45 | 2853585.02 | 27089.61
44777.8333 | 3561 | 744 | 6010 | 1338 | 6475 | 13229 | 2750 | 15979 | 73658.14 | 57679.14 | 4.6097 | 53577.45 | 23237.5 | 76814.95 | 2856741.83 | 3156.81
44777.875 | 3383 | 735 | 5699 | 1068 | 6429 | 12863 | 177 | 13040 | 71057.98 | 58017.98 | 5.4492 | 52095.15 | 1495.65 | 53590.8 | 2839274.65 | -17467.18
44777.9167 | 3428 | 898 | 5848 | 960 | 7272 | 14019 | 0 | 14019 | 68291.26 | 54272.26 | 4.8713 | 56776.95 | 0 | 56776.95 | 2827760.34 | -11514.31
44777.9583 | 3282 | 1188 | 5828 | 900 | 7877 | 14893 | 0 | 14893 | 64297.7 | 49404.7 | 4.3173 | 60316.65 | 0 | 60316.65 | 2823779.29 | -3981.05
44778 | 2921 | 1507 | 5558 | 1434 | 8849 | 15914 | 0 | 15914 | 60120.75 | 44206.75 | 3.7779 | 64451.7 | 0 | 64451.7 | 2828110.24 | 4330.95
44778.0417 | 2253 | 1622 | 4896 | 1684 | 8470 | 14988 | 0 | 14988 | 56508.93 | 41520.93 | 3.7703 | 60701.4 | 0 | 60701.4 | 2832302.71 | 4192.47
44778.0833 | 1806 | 1628 | 4496 | 1387 | 7326 | 13450 | 0 | 13450 | 53780.99 | 40330.99 | 3.9986 | 54472.5 | 0 | 54472.5 | 2832994.22 | 691.51
44778.125 | 1403 | 1613 | 4154 | 1065 | 6938 | 12705 | 0 | 12705 | 51775.45 | 39070.45 | 4.0752 | 51455.25 | 0 | 51455.25 | 2832674.02 | -320.2
44778.1667 | 1101 | 1442 | 3762 | 690 | 7499 | 12704 | 0 | 12704 | 50347.41 | 37643.41 | 3.9631 | 51451.2 | 0 | 51451.2 | 2833777.81 | 1103.79
44778.2083 | 964 | 1292 | 3213 | 353 | 8291 | 12797 | 0 | 12797 | 49734.21 | 36937.21 | 3.8864 | 51827.85 | 0 | 51827.85 | 2835871.45 | 2093.64
44778.25 | 1053 | 1128 | 3039 | 227 | 8069 | 12235 | 0 | 12235 | 50009.44 | 37774.44 | 4.0874 | 49551.75 | 0 | 49551.75 | 2835413.76 | -457.69
44778.2917 | 1035 | 954 | 2910 | 219 | 7698 | 11561 | 2 | 11563 | 50918.13 | 39355.13 | 4.4035 | 46822.05 | 16.9 | 46838.95 | 2831334.58 | -4079.18
44778.3333 | 914 | 928 | 2669 | 192 | 6893 | 10490 | 830 | 11320 | 51339.18 | 40019.18 | 4.5353 | 42484.5 | 7013.5 | 49498 | 2829493.4 | -1841.18
44778.375 | 724 | 685 | 2418 | 189 | 5655 | 8758 | 4542 | 13300 | 53872.68 | 40572.68 | 4.0506 | 35469.9 | 38379.9 | 73849.8 | 2849470.52 | 19977.12
44778.4167 | 1250 | 614 | 3289 | 82 | 5890 | 9793 | 7589 | 17382 | 57608.12 | 40226.12 | 3.3142 | 39661.65 | 64127.05 | 103788.7 | 2895651.1 | 46180.58
44778.4583 | 1117 | 514 | 3005 | 139 | 4910 | 8429 | 9089 | 17518 | 61846.77 | 44328.77 | 3.5305 | 34137.45 | 76802.05 | 110939.5 | 2944743.83 | 49092.73
44778.5 | 1008 | 320 | 2382 | 233 | 2847 | 5548 | 9326 | 14874 | 65961.26 | 51087.26 | 4.4347 | 22469.4 | 78804.7 | 101274.1 | 2980056.67 | 35312.84
44778.5417 | 882 | 169 | 1843 | 352 | 1417 | 3429 | 9099 | 12528 | 69000.04 | 56472.04 | 5.5077 | 13887.45 | 76886.55 | 90774 | 3001830.63 | 21773.96
44778.5833 | 1186 | 129 | 2104 | 370 | 1349 | 3582 | 9082 | 12664 | 71327.1 | 58663.1 | 5.6323 | 14507.1 | 76742.9 | 91250 | 3021753.53 | 19922.9
44778.625 | 2252 | 180 | 3273 | 400 | 1780 | 5232 | 8805 | 14037 | 72792.97 | 58755.97 | 5.1858 | 21189.6 | 74402.25 | 95591.85 | 3044552.41 | 22798.88
44778.6667 | 3236 | 273 | 4420 | 525 | 2331 | 7024 | 8274 | 15298 | 74005.22 | 58707.22 | 4.8376 | 28447.2 | 69915.3 | 98362.5 | 3068909.69 | 24357.28
44778.7083 | 3394 | 356 | 4942 | 704 | 3052 | 8350 | 8098 | 16448 | 74234.62 | 57786.62 | 4.5133 | 33817.5 | 68428.1 | 102245.6 | 3096920.67 | 28010.98
44778.75 | 3402 | 394 | 5370 | 793 | 4031 | 9795 | 7326 | 17121 | 73549.08 | 56428.08 | 4.2958 | 39669.75 | 61904.7 | 101574.45 | 3124946.04 | 28025.37
44778.7917 | 3446 | 600 | 5783 | 882 | 5551 | 11934 | 6186 | 18120 | 71819.92 | 53699.92 | 3.9636 | 48332.7 | 52271.7 | 100604.4 | 3153730.52 | 28784.48
44778.8333 | 3272 | 1073 | 5784 | 894 | 6957 | 13815 | 2995 | 16810 | 69541.6 | 52731.6 | 4.1369 | 55950.75 | 25307.75 | 81258.5 | 3165447.42 | 11716.9
44778.875 | 2594 | 1092 | 5051 | 1246 | 8592 | 14735 | 263 | 14998 | 67271.65 | 52273.65 | 4.4854 | 59676.75 | 2222.35 | 61899.1 | 3160074.87 | -5372.55
44778.9167 | 1890 | 1174 | 4413 | 1911 | 10023 | 15609 | 58 | 15667 | 65034.53 | 49367.53 | 4.1511 | 63216.45 | 490.1 | 63706.55 | 3158746.89 | -1327.98
44778.9583 | 1653 | 1412 | 4251 | 2407 | 11703 | 17366 | 58 | 17424 | 61695.65 | 44271.65 | 3.5408 | 70332.3 | 490.1 | 70822.4 | 3167873.64 | 9126.75
44779 | 1662 | 1653 | 4392 | 3060 | 13553 | 19598 | 58 | 19656 | 57943.06 | 38287.06 | 2.9479 | 79371.9 | 490.1 | 79862 | 3189792.58 | 21918.94
44779.0417 | 1456 | 1572 | 3979 | 3193 | 14115 | 19667 | 58 | 19725 | 54770.42 | 35045.42 | 2.7767 | 79651.35 | 490.1 | 80141.45 | 3215163.61 | 25371.03
44779.0833 | 1176 | 1519 | 3417 | 3012 | 13816 | 18752 | 45 | 18797 | 51847.76 | 33050.76 | 2.7583 | 75945.6 | 380.25 | 76325.85 | 3239641.7 | 24478.09
44779.125 | 1089 | 1438 | 2902 | 2839 | 13343 | 17683 | 0 | 17683 | 49913.82 | 32230.82 | 2.8227 | 71616.15 | 0 | 71616.15 | 3261344.03 | 21702.33
44779.1667 | 977 | 1324 | 2655 | 2814 | 13337 | 17316 | 0 | 17316 | 48217.9 | 30901.9 | 2.7846 | 70129.8 | 0 | 70129.8 | 3283255.93 | 21911.9
44779.2083 | 733 | 1160 | 2427 | 2989 | 13186 | 16773 | 0 | 16773 | 47090.69 | 30317.69 | 2.8075 | 67930.65 | 0 | 67930.65 | 3304095.89 | 20839.96
44779.25 | 630 | 1009 | 2149 | 3048 | 12587 | 15745 | 0 | 15745 | 46751.58 | 31006.58 | 2.9693 | 63767.25 | 0 | 63767.25 | 3321111.56 | 17015.67
44779.2917 | 486 | 900 | 1869 | 2833 | 11903 | 14672 | 2 | 14674 | 46699.78 | 32025.78 | 3.1825 | 59421.6 | 16.9 | 59438.5 | 3333850.28 | 12738.72
44779.3333 | 350 | 709 | 1552 | 2726 | 10898 | 13158 | 952 | 14110 | 46911.09 | 32801.09 | 3.3247 | 53289.9 | 8044.4 | 61334.3 | 3348273.49 | 14423.21
44779.375 | 195 | 449 | 1241 | 2074 | 8108 | 9798 | 5138 | 14936 | 49128.77 | 34192.77 | 3.2893 | 39681.9 | 43416.1 | 83098 | 3382242.72 | 33969.23
44779.4167 | 531 | 423 | 1991 | 2075 | 7577 | 9991 | 7823 | 17814 | 52238.49 | 34424.49 | 2.9324 | 40463.55 | 66104.35 | 106567.9 | 3436572.13 | 54329.41
44779.4583 | 749 | 336 | 2163 | 2565 | 6889 | 9389 | 8925 | 18314 | 55655.39 | 37341.39 | 3.039 | 38025.45 | 75416.25 | 113441.7 | 3494358.44 | 57786.31
44779.5 | 910 | 199 | 2063 | 2339 | 5172 | 7434 | 8966 | 16400 | 59274.48 | 42874.48 | 3.6143 | 30107.7 | 75762.7 | 105870.4 | 3540954.36 | 46595.92
44779.5417 | 1593 | 202 | 2634 | 2207 | 4377 | 7214 | 9031 | 16245 | 62655.42 | 46410.42 | 3.8569 | 29216.7 | 76311.95 | 105528.65 | 3583827.59 | 42873.23
44779.5833 | 2425 | 258 | 3585 | 1961 | 4418 | 8260 | 9110 | 17370 | 65929.56 | 48559.56 | 3.7956 | 33453 | 76979.5 | 110432.5 | 3628330.53 | 44502.94
44779.625 | 2210 | 349 | 3656 | 1736 | 4236 | 8242 | 8787 | 17029 | 68320.64 | 51291.64 | 4.012 | 33380.1 | 74250.15 | 107630.25 | 3667640.14 | 39309.61
44779.6667 | 2161 | 425 | 3855 | 1459 | 4048 | 8328 | 8149 | 16477 | 69328.9 | 52851.9 | 4.2076 | 33728.4 | 68859.05 | 102587.45 | 3700898.69 | 33258.55
44779.7083 | 2549 | 575 | 4626 | 1240 | 4198 | 9400 | 7504 | 16904 | 69762.72 | 52858.72 | 4.127 | 38070 | 63408.8 | 101478.8 | 3732614.77 | 31716.08
44779.75 | 2997 | 697 | 5200 | 1165 | 5098 | 10995 | 7071 | 18066 | 69660.17 | 51594.17 | 3.8559 | 44529.75 | 59749.95 | 104279.7 | 3767234.3 | 34619.53
44779.7917 | 3264 | 880 | 5633 | 1267 | 6711 | 13224 | 5888 | 19112 | 68454.44 | 49342.44 | 3.5818 | 53557.2 | 49753.6 | 103310.8 | 3802090.66 | 34856.36
44779.8333 | 3095 | 1097 | 5574 | 1550 | 9058 | 15730 | 2450 | 18180 | 66193.52 | 48013.52 | 3.641 | 63706.5 | 20702.5 | 84409 | 3820306.14 | 18215.48
44779.875 | 2643 | 1058 | 5092 | 1948 | 10966 | 17116 | 180 | 17296 | 64143.84 | 46847.84 | 3.7086 | 69319.8 | 1521 | 70840.8 | 3827003.1 | 6696.96
44779.9167 | 2205 | 1215 | 4777 | 2518 | 11736 | 17727 | 0 | 17727 | 62274.57 | 44547.57 | 3.513 | 71794.35 | 0 | 71794.35 | 3836522.88 | 9519.78
44779.9583 | 1677 | 1554 | 4370 | 2993 | 12099 | 18023 | 0 | 18023 | 59324.51 | 41301.51 | 3.2916 | 72993.15 | 0 | 72993.15 | 3850191.52 | 13668.64
44780 | 1455 | 1562 | 4044 | 3078 | 11975 | 17581 | 0 | 17581 | 56229.83 | 38648.83 | 3.1983 | 71203.05 | 0 | 71203.05 | 3865164.74 | 14973.22
44780.0417 | 1486 | 1496 | 3783 | 3134 | 11301 | 16580 | 0 | 16580 | 53113.59 | 36533.59 | 3.2035 | 67149 | 0 | 67149 | 3879200.15 | 14035.41
44780.0833 | 1376 | 1329 | 3461 | 3311 | 11487 | 16276 | 0 | 16276 | 50611.73 | 34335.73 | 3.1096 | 65917.8 | 0 | 65917.8 | 3894506.22 | 15306.07
44780.125 | 1142 | 1215 | 3022 | 3370 | 12186 | 16423 | 0 | 16423 | 48832.4 | 32409.4 | 2.9734 | 66513.15 | 0 | 66513.15 | 3912186.97 | 17680.75
44780.1667 | 841 | 1100 | 2589 | 3145 | 12026 | 15715 | 0 | 15715 | 47222.25 | 31507.25 | 3.0049 | 63645.75 | 0 | 63645.75 | 3928610.47 | 16423.5
44780.2083 | 663 | 1071 | 2105 | 3102 | 11377 | 14552 | 0 | 14552 | 46077.9 | 31525.9 | 3.1664 | 58935.6 | 0 | 58935.6 | 3941468.17 | 12857.7
44780.25 | 571 | 1052 | 1825 | 3053 | 10651 | 13528 | 0 | 13528 | 45476.88 | 31948.88 | 3.3617 | 54788.4 | 0 | 54788.4 | 3950779.69 | 9311.52
44780.2917 | 413 | 942 | 1607 | 3012 | 10093 | 12642 | 2 | 12644 | 45123.95 | 32479.95 | 3.5688 | 51200.1 | 16.9 | 51217 | 3956872.74 | 6093.05
44780.3333 | 250 | 844 | 1425 | 2529 | 9097 | 11365 | 1080 | 12445 | 45175.26 | 32730.26 | 3.63 | 46028.25 | 9126 | 55154.25 | 3966851.73 | 9978.99
44780.375 | 189 | 765 | 1352 | 1683 | 7852 | 9969 | 5803 | 15772 | 48250.74 | 32478.74 | 3.0593 | 40374.45 | 49035.35 | 89409.8 | 4008010.79 | 41159.06
44780.4167 | 594 | 961 | 2380 | 1740 | 8857 | 12198 | 8994 | 21192 | 52660.79 | 31468.79 | 2.4849 | 49401.9 | 75999.3 | 125401.2 | 4080751.2 | 72740.41
44780.4583 | 822 | 761 | 2600 | 1606 | 8192 | 11553 | 9679 | 21232 | 57003.45 | 35771.45 | 2.6848 | 46789.65 | 81787.55 | 128577.2 | 4152324.95 | 71573.75
44780.5 | 1196 | 606 | 2763 | 1026 | 6742 | 10111 | 9599 | 19710 | 61224.01 | 41514.01 | 3.1062 | 40949.55 | 81111.55 | 122061.1 | 4213162.04 | 60837.09
44780.5417 | 1496 | 637 | 2888 | 589 | 5180 | 8705 | 9500 | 18205 | 64820.33 | 46615.33 | 3.5606 | 35255.25 | 80275 | 115530.25 | 4263871.96 | 50709.92
44780.5833 | 1949 | 601 | 3339 | 693 | 4810 | 8750 | 8914 | 17664 | 67961.42 | 50297.42 | 3.8475 | 35437.5 | 75323.3 | 110760.8 | 4306671.34 | 42799.38
44780.625 | 2234 | 586 | 3920 | 852 | 4813 | 9319 | 8589 | 17908 | 70335.95 | 52427.95 | 3.9276 | 37741.95 | 72577.05 | 110319 | 4346654.39 | 39983.05
44780.6667 | 2759 | 594 | 4806 | 871 | 4814 | 10214 | 8172 | 18386 | 72035.99 | 53649.99 | 3.918 | 41366.7 | 69053.4 | 110420.1 | 4385038.5 | 38384.11
44780.7083 | 3280 | 605 | 5435 | 868 | 5110 | 11150 | 8141 | 19291 | 73220.48 | 53929.48 | 3.7956 | 45157.5 | 68791.45 | 113948.95 | 4425766.97 | 40728.47
44780.75 | 3360 | 616 | 5778 | 834 | 5640 | 12034 | 7690 | 19724 | 73449.68 | 53725.68 | 3.7239 | 48737.7 | 64980.5 | 113718.2 | 4466035.49 | 40268.52
44780.7917 | 3357 | 696 | 5806 | 939 | 6167 | 12669 | 6565 | 19234 | 72273.36 | 53039.36 | 3.7576 | 51309.45 | 55474.25 | 106783.7 | 4500545.83 | 34510.34
44780.8333 | 3052 | 813 | 5543 | 902 | 6838 | 13194 | 3165 | 16359 | 69813.77 | 53454.77 | 4.2676 | 53435.7 | 26744.25 | 80179.95 | 4510912.01 | 10366.18
44780.875 | 2194 | 819 | 4567 | 1132 | 7152 | 12537 | 200 | 12737 | 67364.76 | 54627.76 | 5.2889 | 50774.85 | 1690 | 52464.85 | 4496012.1 | -14899.91
44780.9167 | 1342 | 1298 | 3688 | 1103 | 7345 | 12330 | 0 | 12330 | 65238.74 | 52908.74 | 5.2911 | 49936.5 | 0 | 49936.5 | 4480709.86 | -15302.24
44780.9583 | 1369 | 1382 | 3719 | 1105 | 8268 | 13369 | 0 | 13369 | 61584.86 | 48215.86 | 4.6065 | 54144.45 | 0 | 54144.45 | 4473269.45 | -7440.41
44781 | 1383 | 1462 | 3615 | 1653 | 9182 | 14259 | 0 | 14259 | 57479.78 | 43220.78 | 4.0311 | 57748.95 | 0 | 57748.95 | 4473538.62 | 269.17
44781.0417 | 1376 | 1399 | 3515 | 1943 | 10155 | 15069 | 0 | 15069 | 54082.75 | 39013.75 | 3.589 | 61029.45 | 0 | 61029.45 | 4480485.32 | 6946.7
44781.0833 | 1031 | 1340 | 2996 | 1907 | 11013 | 15349 | 0 | 15349 | 51873.4 | 36524.4 | 3.3796 | 62163.45 | 0 | 62163.45 | 4490775.37 | 10290.05
44781.125 | 747 | 1380 | 2337 | 1781 | 11600 | 15317 | 0 | 15317 | 49892.04 | 34575.04 | 3.2573 | 62033.85 | 0 | 62033.85 | 4502917.18 | 12141.81
44781.1667 | 530 | 1444 | 1730 | 1496 | 11220 | 14394 | 0 | 14394 | 48565.81 | 34171.81 | 3.374 | 58295.7 | 0 | 58295.7 | 4512647.07 | 9729.89
44781.2083 | 306 | 1303 | 1190 | 1106 | 10407 | 12901 | 0 | 12901 | 48108.68 | 35207.68 | 3.7291 | 52249.05 | 0 | 52249.05 | 4516787.44 | 4140.37
44781.25 | 75 | 1189 | 916 | 943 | 9541 | 11645 | 0 | 11645 | 48640.73 | 36995.73 | 4.177 | 47162.25 | 0 | 47162.25 | 4515308.96 | -1478.48
44781.2917 | 7 | 1117 | 802 | 1022 | 8723 | 10641 | 1 | 10642 | 49944.1 | 39302.1 | 4.6931 | 43096.05 | 8.45 | 43104.5 | 4508469.36 | -6839.6
44781.3333 | 0 | 1008 | 703 | 1005 | 7905 | 9617 | 972 | 10589 | 50542.95 | 39953.95 | 4.7732 | 38948.85 | 8213.4 | 47162.25 | 4505088.66 | -3380.7
44781.375 | 0 | 741 | 524 | 900 | 7082 | 8347 | 5411 | 13758 | 53134.5 | 39376.5 | 3.8621 | 33805.35 | 45722.95 | 79528.3 | 4531482.46 | 26393.8
44781.4167 | 6 | 642 | 666 | 684 | 7530 | 8838 | 8920 | 17758 | 56905.15 | 39147.15 | 3.2045 | 35793.9 | 75374 | 111167.9 | 4585745.21 | 54262.75
44781.4583 | 94 | 413 | 692 | 325 | 5333 | 6438 | 9727 | 16165 | 61009.17 | 44844.17 | 3.7742 | 26073.9 | 82193.15 | 108267.05 | 4633003.09 | 47257.88
44781.5 | 396 | 259 | 919 | 202 | 3096 | 4274 | 9750 | 14024 | 65198.59 | 51174.59 | 4.6491 | 17309.7 | 82387.5 | 99697.2 | 4667501.7 | 34498.61
44781.5417 | 1145 | 124 | 1733 | 147 | 1729 | 3586 | 9488 | 13074 | 69279.51 | 56205.51 | 5.299 | 14523.3 | 80173.6 | 94696.9 | 4692919.09 | 25417.39
44781.5833 | 1912 | 68 | 2625 | 69 | 1279 | 3971 | 9058 | 13029 | 72662.28 | 59633.28 | 5.577 | 16082.55 | 76540.1 | 92622.65 | 4712879.46 | 19960.37
44781.625 | 2246 | 89 | 3150 | 60 | 1241 | 4480 | 8631 | 13111 | 74711.42 | 61600.42 | 5.6984 | 18144 | 72931.95 | 91075.95 | 4729243.99 | 16364.53
44781.6667 | 2258 | 128 | 3525 | 288 | 1943 | 5596 | 8427 | 14023 | 76129.25 | 62106.25 | 5.4289 | 22663.8 | 71208.15 | 93871.95 | 4746986.69 | 17742.7
44781.7083 | 2193 | 151 | 3945 | 517 | 2978 | 7074 | 8124 | 15198 | 76690.66 | 61492.66 | 5.0461 | 28649.7 | 68647.8 | 97297.5 | 4767593.53 | 20606.84
44781.75 | 2139 | 159 | 4104 | 472 | 2883 | 7146 | 7508 | 14654 | 76206.59 | 61552.59 | 5.2004 | 28941.3 | 63442.6 | 92383.9 | 4783770.84 | 16177.31
44781.7917 | 2223 | 199 | 3866 | 170 | 2900 | 6965 | 6174 | 13139 | 74499.22 | 61360.22 | 5.6701 | 28208.25 | 52170.3 | 80378.55 | 4789650.17 | 5879.33
44781.8333 | 1898 | 371 | 3392 | 113 | 2739 | 6502 | 2806 | 9308 | 71578.66 | 62270.66 | 7.69 | 26333.1 | 23710.7 | 50043.8 | 4768115.31 | -21534.86
44781.875 | 1672 | 612 | 3461 | 127 | 2889 | 6961 | 147 | 7108 | 68976.89 | 61868.89 | 9.7041 | 28192.05 | 1242.15 | 29434.2 | 4728572.62 | -39542.69
44781.9167 | 1488 | 946 | 3704 | 192 | 3416 | 8066 | 0 | 8066 | 66813.55 | 58747.55 | 8.2834 | 32667.3 | 0 | 32667.3 | 4694426.37 | -34146.25
44781.9583 | 1092 | 1380 | 3261 | 182 | 4438 | 9079 | 0 | 9079 | 62985.81 | 53906.81 | 6.9375 | 36769.95 | 0 | 36769.95 | 4668210.51 | -26215.86
44782 | 834 | 1511 | 2887 | 152 | 5640 | 10038 | 0 | 10038 | 58744.13 | 48706.13 | 5.8522 | 40653.9 | 0 | 40653.9 | 4650120.28 | -18090.23
44782.0417 | 517 | 1551 | 2421 | 184 | 7025 | 10997 | 0 | 10997 | 55008.89 | 44011.89 | 5.0022 | 44537.85 | 0 | 44537.85 | 4639649.24 | -10471.04
44782.0833 | 338 | 1451 | 1964 | 267 | 8001 | 11416 | 0 | 11416 | 52187.05 | 40771.05 | 4.5714 | 46234.8 | 0 | 46234.8 | 4633696.99 | -5952.25
44782.125 | 240 | 1391 | 1564 | 519 | 8064 | 11019 | 0 | 11019 | 50261.13 | 39242.13 | 4.5613 | 44626.95 | 0 | 44626.95 | 4628062.81 | -5634.18
44782.1667 | 231 | 1143 | 1403 | 590 | 8133 | 10680 | 0 | 10680 | 49199.47 | 38519.47 | 4.6067 | 43254 | 0 | 43254 | 4622117.34 | -5945.47
44782.2083 | 187 | 1064 | 1238 | 756 | 7975 | 10277 | 0 | 10277 | 48692.69 | 38415.69 | 4.738 | 41621.85 | 0 | 41621.85 | 4615046.5 | -7070.84
44782.25 | 142 | 898 | 1141 | 634 | 6502 | 8542 | 0 | 8542 | 49050.92 | 40508.92 | 5.7423 | 34595.1 | 0 | 34595.1 | 4600590.68 | -14455.82
44782.2917 | 99 | 757 | 1063 | 742 | 5753 | 7573 | 1 | 7574 | 50144.81 | 42570.81 | 6.6207 | 30670.65 | 8.45 | 30679.1 | 4581124.97 | -19465.71
44782.3333 | 65 | 664 | 779 | 472 | 3980 | 5423 | 801 | 6224 | 50745.7 | 44521.7 | 8.1532 | 21963.15 | 6768.45 | 28731.6 | 4559110.87 | -22014.1
44782.375 | 99 | 433 | 584 | 280 | 2375 | 3391 | 5189 | 8580 | 53169.66 | 44589.66 | 6.1969 | 13733.55 | 43847.05 | 57580.6 | 4563521.81 | 4410.94
44782.4167 | 133 | 305 | 674 | 114 | 1736 | 2714 | 7903 | 10617 | 56951.4 | 46334.4 | 5.3642 | 10991.7 | 66780.35 | 77772.05 | 4584342.46 | 20820.65
44782.4583 | 169 | 151 | 548 | 74 | 1461 | 2161 | 8260 | 10421 | 61303.78 | 50882.78 | 5.8827 | 8752.05 | 69797 | 78549.05 | 4601587.73 | 17245.27
44782.5 | 256 | 42 | 460 | 92 | 924 | 1426 | 8628 | 10054 | 65654.92 | 55600.92 | 6.5302 | 5775.3 | 72906.6 | 78681.9 | 4614614.71 | 13026.98
44782.5417 | 535 | 31 | 776 | 82 | 563 | 1370 | 8427 | 9797 | 69398.51 | 59601.51 | 7.0836 | 5548.5 | 71208.15 | 76756.65 | 4621972.85 | 7358.14
44782.5833 | 923 | 96 | 1295 | 52 | 622 | 2012 | 8305 | 10317 | 72322.28 | 62005.28 | 7.01 | 8148.6 | 70177.25 | 78325.85 | 4627976.42 | 6003.57
44782.625 | 1196 | 151 | 1717 | 74 | 1021 | 2889 | 7666 | 10555 | 73716.82 | 63161.82 | 6.9841 | 11700.45 | 64777.7 | 76478.15 | 4630737.75 | 2761.33
44782.6667 | 1489 | 200 | 2234 | 371 | 2240 | 4675 | 6800 | 11475 | 73802.36 | 62327.36 | 6.4316 | 18933.75 | 57460 | 76393.75 | 4633329.14 | 2591.39
44782.7083 | 1818 | 343 | 2999 | 446 | 2856 | 6198 | 6308 | 12506 | 73176.06 | 60670.06 | 5.8513 | 25101.9 | 53302.6 | 78404.5 | 4638557.58 | 5228.44
44782.75 | 2145 | 498 | 3453 | 340 | 3133 | 7085 | 6052 | 13137 | 71430.86 | 58293.86 | 5.4374 | 28694.25 | 51139.4 | 79833.65 | 4646960.37 | 8402.79
44782.7917 | 2563 | 490 | 4545 | 399 | 3661 | 8697 | 4749 | 13446 | 69487.16 | 56041.16 | 5.1679 | 35222.85 | 40129.05 | 75351.9 | 4652825.11 | 5864.74
44782.8333 | 2567 | 497 | 4732 | 605 | 4593 | 9823 | 2241 | 12064 | 67225.12 | 55161.12 | 5.5724 | 39783.15 | 18936.45 | 58719.6 | 4644319.59 | -8505.52
44782.875 | 1925 | 543 | 4040 | 642 | 3963 | 8546 | 106 | 8652 | 65540.72 | 56888.72 | 7.5752 | 34611.3 | 895.7 | 35507 | 4614285.87 | -30033.72
44782.9167 | 1351 | 490 | 3634 | 743 | 3994 | 8118 | 0 | 8118 | 63553.87 | 55435.87 | 7.8288 | 32877.9 | 0 | 32877.9 | 4583609.9 | -30675.97
44782.9583 | 1219 | 341 | 3420 | 1043 | 3884 | 7645 | 0 | 7645 | 60026.59 | 52381.59 | 7.8517 | 30962.25 | 0 | 30962.25 | 4554545.56 | -29064.34
44783 | 1230 | 396 | 3234 | 808 | 3120 | 6751 | 0 | 6751 | 56401.59 | 49650.59 | 8.3546 | 27341.55 | 0 | 27341.55 | 4525485.52 | -29060.04
44783.0417 | 1135 | 599 | 2967 | 591 | 2894 | 6459 | 0 | 6459 | 52601.86 | 46142.86 | 8.144 | 26158.95 | 0 | 26158.95 | 4499042.61 | -26442.91
44783.0833 | 928 | 693 | 2540 | 354 | 2893 | 6125 | 0 | 6125 | 49969.93 | 43844.93 | 8.1584 | 24806.25 | 0 | 24806.25 | 4473878.93 | -25163.68
44783.125 | 677 | 717 | 2024 | 151 | 3292 | 6034 | 0 | 6034 | 48187.85 | 42153.85 | 7.9861 | 24437.7 | 0 | 24437.7 | 4450128.78 | -23750.15
44783.1667 | 535 | 778 | 1830 | 96 | 3514 | 6122 | 0 | 6122 | 47046.03 | 40924.03 | 7.6847 | 24794.1 | 0 | 24794.1 | 4427876.85 | -22251.93
44783.2083 | 377 | 826 | 1628 | 53 | 3397 | 5851 | 0 | 5851 | 46745.58 | 40894.58 | 7.9893 | 23696.55 | 0 | 23696.55 | 4404827.82 | -23049.03
44783.25 | 244 | 746 | 1336 | 43 | 3167 | 5248 | 0 | 5248 | 47493.23 | 42245.23 | 9.0498 | 21254.4 | 0 | 21254.4 | 4378588.99 | -26238.83
44783.2917 | 208 | 711 | 1244 | 157 | 2948 | 4904 | 1 | 4905 | 48923.2 | 44018.2 | 9.9741 | 19861.2 | 8.45 | 19869.65 | 4349535.44 | -29053.55
44783.3333 | 80 | 519 | 969 | 250 | 2870 | 4358 | 656 | 5014 | 49568.08 | 44554.08 | 9.8859 | 17649.9 | 5543.2 | 23193.1 | 4323160.46 | -26374.98
44783.375 | 4 | 372 | 654 | 225 | 2319 | 3346 | 3744 | 7090 | 52146.92 | 45056.92 | 7.355 | 13551.3 | 31636.8 | 45188.1 | 4316201.64 | -6958.82
44783.4167 | 64 | 333 | 697 | 124 | 1598 | 2628 | 6611 | 9239 | 55879.43 | 46640.43 | 6.0482 | 10643.4 | 55862.95 | 66506.35 | 4326828.56 | 10626.92
44783.4583 | 28 | 150 | 434 | 157 | 1178 | 1762 | 7837 | 9599 | 60308.97 | 50709.97 | 6.2828 | 7136.1 | 66222.65 | 73358.75 | 4339878.34 | 13049.78
44783.5 | 19 | 121 | 281 | 162 | 1027 | 1430 | 8094 | 9524 | 64943.34 | 55419.34 | 6.8189 | 5791.5 | 68394.3 | 74185.8 | 4349120.8 | 9242.46
44783.5417 | 95 | 70 | 689 | 78 | 1887 | 2646 | 7972 | 10618 | 68988.33 | 58370.33 | 6.4973 | 10716.3 | 67363.4 | 78079.7 | 4358212.17 | 9091.37
44783.5833 | 411 | 310 | 802 | 22 | 2881 | 3993 | 7850 | 11843 | 72273.67 | 60430.67 | 6.1026 | 16171.65 | 66332.5 | 82504.15 | 4368442.65 | 10230.48
44783.625 | 946 | 727 | 1312 | 28 | 3210 | 5250 | 7033 | 12283 | 74248.95 | 61965.95 | 6.0449 | 21262.5 | 59428.85 | 80691.35 | 4374885.05 | 6442.4
44783.6667 | 1514 | 1097 | 1873 | 41 | 3983 | 6952 | 6470 | 13422 | 75062.42 | 61640.42 | 5.5925 | 28155.6 | 54671.5 | 82827.1 | 4382649.73 | 7764.68
44783.7083 | 2000 | 602 | 2396 | 49 | 3665 | 6663 | 6055 | 12718 | 74196.98 | 61478.98 | 5.834 | 26985.15 | 51164.75 | 78149.9 | 4386602.65 | 3952.92
44783.75 | 2310 | 374 | 2699 | 85 | 3258 | 6330 | 5479 | 11809 | 71764.02 | 59955.02 | 6.0771 | 25636.5 | 46297.55 | 71934.05 | 4386772.68 | 170.03
44783.7917 | 2471 | 327 | 3315 | 117 | 3021 | 6663 | 4092 | 10755 | 68248.24 | 57493.24 | 6.3457 | 26985.15 | 34577.4 | 61562.55 | 4380086.99 | -6685.69
44783.8333 | 2448 | 132 | 3906 | 147 | 2730 | 6767 | 2122 | 8889 | 63551.86 | 54662.86 | 7.1495 | 27406.35 | 17930.9 | 45337.25 | 4361872.38 | -18214.61
44783.875 | 1838 | 23 | 3954 | 201 | 2516 | 6493 | 126 | 6619 | 61337.08 | 54718.08 | 9.2668 | 26296.65 | 1064.7 | 27361.35 | 4327896.65 | -33975.73
44783.9167 | 1424 | 47 | 3581 | 250 | 2048 | 5675 | 0 | 5675 | 59275.3 | 53600.3 | 10.445 | 22983.75 | 0 | 22983.75 | 4291605.1 | -36291.55
44783.9583 | 1088 | 112 | 3266 | 139 | 1805 | 5183 | 0 | 5183 | 55959.75 | 50776.75 | 10.7968 | 20991.15 | 0 | 20991.15 | 4256636.5 | -34968.6
44784 | 920 | 98 | 2790 | 80 | 1892 | 4781 | 0 | 4781 | 52383.88 | 47602.88 | 10.9567 | 19363.05 | 0 | 19363.05 | 4223615.67 | -33020.83
44784.0417 | 1104 | 164 | 2624 | 69 | 1662 | 4450 | 0 | 4450 | 49281.48 | 44831.48 | 11.0745 | 18022.5 | 0 | 18022.5 | 4192356.69 | -31258.98
44784.0833 | 640 | 139 | 1935 | 158 | 1481 | 3556 | 0 | 3556 | 46938.23 | 43382.23 | 13.1997 | 14401.8 | 0 | 14401.8 | 4159820.26 | -32536.43
44784.125 | 483 | 281 | 1600 | 233 | 1367 | 3248 | 0 | 3248 | 45493.63 | 42245.63 | 14.0067 | 13154.4 | 0 | 13154.4 | 4127481.03 | -32339.23
44784.1667 | 490 | 264 | 1163 | 215 | 1076 | 2503 | 0 | 2503 | 44611.01 | 42108.01 | 17.823 | 10137.15 | 0 | 10137.15 | 4093007.17 | -34473.86
44784.2083 | 505 | 285 | 1108 | 223 | 860 | 2253 | 0 | 2253 | 44375.1 | 42122.1 | 19.696 | 9124.65 | 0 | 9124.65 | 4057756.72 | -35250.45
44784.25 | 137 | 170 | 718 | 174 | 675 | 1563 | 0 | 1563 | 45324.98 | 43761.98 | 28.9987 | 6330.15 | 0 | 6330.15 | 4018761.89 | -38994.83
44784.2917 | 49 | 49 | 558 | 130 | 474 | 1080 | 0 | 1080 | 47073.33 | 45993.33 | 43.5864 | 4374 | 0 | 4374 | 3976062.56 | -42699.33
44784.3333 | 27 | 30 | 443 | 93 | 343 | 817 | 674 | 1491 | 47856.69 | 46365.69 | 32.097 | 3308.85 | 5695.3 | 9004.15 | 3937210.02 | -38852.54
44784.375 | 6 | 22 | 234 | 38 | 199 | 455 | 4511 | 4966 | 49853.53 | 44887.53 | 10.039 | 1842.75 | 38117.95 | 39960.7 | 3927317.19 | -9892.83
44784.4167 | 52 | 8 | 204 | 21 | 171 | 383 | 6767 | 7150 | 53215.13 | 46065.13 | 7.4427 | 1551.15 | 57181.15 | 58732.3 | 3932834.36 | 5517.17
44784.4583 | 25 | 8 | 43 | 45 | 350 | 401 | 7464 | 7865 | 57575.84 | 49710.84 | 7.3205 | 1624.05 | 63070.8 | 64694.85 | 3939953.37 | 7119.01
44784.5 | 9 | 34 | 21 | 24 | 556 | 611 | 7861 | 8472 | 62024.2 | 53552.2 | 7.3211 | 2474.55 | 66425.45 | 68900 | 3946829.17 | 6875.8
44784.5417 | 31 | 88 | 62 | 59 | 712 | 861 | 7916 | 8777 | 66202.15 | 57425.15 | 7.5427 | 3487.05 | 66890.2 | 70377.25 | 3951004.27 | 4175.1
44784.5833 | 208 | 152 | 408 | 82 | 1053 | 1613 | 8342 | 9955 | 69657.33 | 59702.33 | 6.9972 | 6532.65 | 70489.9 | 77022.55 | 3958369.49 | 7365.22
44784.625 | 474 | 241 | 857 | 138 | 1695 | 2792 | 8365 | 11157 | 71855.3 | 60698.3 | 6.4404 | 11307.6 | 70684.25 | 81991.85 | 3968506.04 | 10136.55
44784.6667 | 919 | 333 | 1549 | 166 | 2397 | 4279 | 8132 | 12411 | 73585.16 | 61174.16 | 5.929 | 17329.95 | 68715.4 | 86045.35 | 3980966.23 | 12460.19
44784.7083 | 1332 | 365 | 2087 | 184 | 3023 | 5475 | 7253 | 12728 | 74163.34 | 61435.34 | 5.8268 | 22173.75 | 61287.85 | 83461.6 | 3990264.49 | 9298.26
44784.75 | 1855 | 330 | 2762 | 204 | 3564 | 6657 | 6028 | 12685 | 73505.53 | 60820.53 | 5.7947 | 26960.85 | 50936.6 | 77897.45 | 3994656.41 | 4391.92
44784.7917 | 2010 | 377 | 3346 | 244 | 3823 | 7546 | 3684 | 11230 | 71412.95 | 60182.95 | 6.3591 | 30561.3 | 31129.8 | 61691.1 | 3984934.56 | -9721.85
44784.8333 | 2059 | 482 | 4066 | 304 | 3779 | 8327 | 1124 | 9451 | 68774.17 | 59323.17 | 7.2769 | 33724.35 | 9497.8 | 43222.15 | 3959382.54 | -25552.02
44784.875 | 1663 | 560 | 3395 | 509 | 3874 | 7829 | 48 | 7877 | 66328.06 | 58451.06 | 8.4205 | 31707.45 | 405.6 | 32113.05 | 3925167.53 | -34215.01
44784.9167 | 1316 | 894 | 2974 | 730 | 4421 | 8289 | 0 | 8289 | 63760.14 | 55471.14 | 7.6921 | 33570.45 | 0 | 33570.45 | 3894977.84 | -30189.69
44784.9583 | 651 | 1046 | 2330 | 1105 | 5383 | 8759 | 0 | 8759 | 60089.84 | 51330.84 | 6.8604 | 35473.95 | 0 | 35473.95 | 3870361.95 | -24615.89
44785 | 451 | 1164 | 2254 | 1557 | 5785 | 9203 | 0 | 9203 | 56232.9 | 47029.9 | 6.1103 | 37272.15 | 0 | 37272.15 | 3851401.2 | -18960.75
44785.0417 | 345 | 885 | 1756 | 1724 | 5905 | 8546 | 0 | 8546 | 52804.78 | 44258.78 | 6.1789 | 34611.3 | 0 | 34611.3 | 3833207.72 | -18193.48
44785.0833 | 283 | 674 | 1316 | 1742 | 5981 | 7971 | 0 | 7971 | 50134.64 | 42163.64 | 6.2896 | 32282.55 | 0 | 32282.55 | 3815355.63 | -17852.09
44785.125 | 246 | 488 | 857 | 1466 | 5503 | 6847 | 0 | 6847 | 48155.61 | 41308.61 | 7.0331 | 27730.35 | 0 | 27730.35 | 3794930.37 | -20425.26
44785.1667 | 168 | 421 | 501 | 1187 | 4567 | 5489 | 0 | 5489 | 47161.82 | 41672.82 | 8.5921 | 22230.45 | 0 | 22230.45 | 3769999 | -24931.37
44785.2083 | 79 | 349 | 332 | 1024 | 3777 | 4459 | 0 | 4459 | 46741.76 | 42282.76 | 10.4826 | 18058.95 | 0 | 18058.95 | 3741316.19 | -28682.81
44785.25 | 37 | 286 | 216 | 903 | 3346 | 3847 | 0 | 3847 | 47258.7 | 43411.7 | 12.2846 | 15580.35 | 0 | 15580.35 | 3709637.84 | -31678.35
44785.2917 | 2 | 272 | 113 | 826 | 2579 | 2964 | 1 | 2965 | 48597.83 | 45632.83 | 16.3905 | 12004.2 | 8.45 | 12012.65 | 3673052.66 | -36585.18
44785.3333 | 5 | 223 | 51 | 732 | 1840 | 2114 | 706 | 2820 | 49207.61 | 46387.61 | 17.4495 | 8561.7 | 5965.7 | 14527.4 | 3638372.45 | -34680.21
44785.375 | 5 | 153 | 23 | 541 | 1032 | 1208 | 4936 | 6144 | 51482.42 | 45338.42 | 8.3793 | 4892.4 | 41709.2 | 46601.6 | 3633491.63 | -4880.82
44785.4167 | 1 | 113 | 46 | 358 | 814 | 973 | 7936 | 8909 | 55065.88 | 46156.88 | 6.1809 | 3940.65 | 67059.2 | 70999.85 | 3649425.6 | 15933.97
44785.4583 | 9 | 154 | 161 | 361 | 1450 | 1765 | 8768 | 10533 | 59479.7 | 48946.7 | 5.647 | 7148.25 | 74089.6 | 81237.85 | 3671183.75 | 21758.15
44785.5 | 4 | 255 | 163 | 237 | 1506 | 1925 | 9214 | 11139 | 63799.06 | 52660.06 | 5.7275 | 7796.25 | 77858.3 | 85654.55 | 3693039.24 | 21855.49
44785.5417 | 43 | 273 | 268 | 76 | 1368 | 1909 | 8547 | 10456 | 67330.72 | 56874.72 | 6.4394 | 7731.45 | 72222.15 | 79953.6 | 3705662.12 | 12622.88
44785.5833 | 356 | 330 | 693 | 22 | 1735 | 2758 | 8032 | 10790 | 69557.34 | 58767.34 | 6.4465 | 11169.9 | 67870.4 | 79040.3 | 3715145.08 | 9482.96
44785.625 | 1310 | 385 | 1677 | 39 | 1911 | 3972 | 7626 | 11598 | 71525.28 | 59927.28 | 6.167 | 16086.6 | 64439.7 | 80526.3 | 3724146.1 | 9001.02
44785.6667 | 1556 | 368 | 2282 | 89 | 2150 | 4800 | 7899 | 12699 | 72572.72 | 59873.72 | 5.7148 | 19440 | 66746.55 | 86186.55 | 3737759.93 | 13613.83
44785.7083 | 2019 | 433 | 3294 | 131 | 2387 | 6114 | 7976 | 14090 | 72691.65 | 58601.65 | 5.1591 | 24761.7 | 67397.2 | 92158.9 | 3757227.18 | 19467.25
44785.75 | 1867 | 441 | 3319 | 194 | 2712 | 6472 | 7426 | 13898 | 71726.19 | 57828.19 | 5.1609 | 26211.6 | 62749.7 | 88961.3 | 3774462.29 | 17235.11
44785.7917 | 1215 | 506 | 2587 | 252 | 3124 | 6217 | 6319 | 12536 | 69587.81 | 57051.81 | 5.551 | 25178.85 | 53395.55 | 78574.4 | 3783448.88 | 8986.59
44785.8333 | 774 | 554 | 2067 | 357 | 3874 | 6495 | 2841 | 9336 | 67318.62 | 57982.62 | 7.2106 | 26304.75 | 24006.45 | 50311.2 | 3766441.46 | -17007.42
44785.875 | 349 | 479 | 1247 | 720 | 4518 | 6244 | 145 | 6389 | 64783.79 | 58394.79 | 10.1399 | 25288.2 | 1225.25 | 26513.45 | 3728171.12 | -38270.34
44785.9167 | 191 | 622 | 822 | 1511 | 5914 | 7357 | 0 | 7357 | 62835.68 | 55478.68 | 8.5409 | 29795.85 | 0 | 29795.85 | 3695131.29 | -33039.83
44785.9583 | 71 | 725 | 626 | 2069 | 7313 | 8664 | 0 | 8664 | 59766.3 | 51102.3 | 6.8982 | 35089.2 | 0 | 35089.2 | 3670454.19 | -24677.1
44786 | 36 | 808 | 523 | 2157 | 7742 | 9072 | 0 | 9072 | 56340.92 | 47268.92 | 6.2104 | 36741.6 | 0 | 36741.6 | 3650854.87 | -19599.32
44786.0417 | 50 | 788 | 534 | 2406 | 7824 | 9147 | 0 | 9147 | 53068.76 | 43921.76 | 5.8018 | 37045.35 | 0 | 37045.35 | 3634831.46 | -16023.41
44786.0833 | 71 | 644 | 396 | 2549 | 7284 | 8324 | 0 | 8324 | 50590.56 | 42266.56 | 6.0777 | 33712.2 | 0 | 33712.2 | 3617953.1 | -16878.36
44786.125 | 71 | 538 | 360 | 2458 | 6558 | 7456 | 0 | 7456 | 48837.45 | 41381.45 | 6.5501 | 30196.8 | 0 | 30196.8 | 3599312.45 | -18640.65
44786.1667 | 19 | 407 | 314 | 2180 | 5854 | 6574 | 0 | 6574 | 47220.14 | 40646.14 | 7.1829 | 26624.7 | 0 | 26624.7 | 3578717.01 | -20595.44
44786.2083 | 22 | 329 | 229 | 2074 | 5216 | 5774 | 0 | 5774 | 46299.81 | 40525.81 | 8.0187 | 23384.7 | 0 | 23384.7 | 3555801.9 | -22915.11
44786.25 | 18 | 298 | 184 | 1834 | 4396 | 4878 | 0 | 4878 | 46115.36 | 41237.36 | 9.4537 | 19755.9 | 0 | 19755.9 | 3529442.44 | -26359.46
44786.2917 | 22 | 247 | 184 | 1621 | 3876 | 4307 | 1 | 4308 | 46100.42 | 41792.42 | 10.7011 | 17443.35 | 8.45 | 17451.8 | 3500793.82 | -28648.62
44786.3333 | 77 | 195 | 240 | 1617 | 3501 | 3936 | 892 | 4828 | 46405.75 | 41577.75 | 9.6118 | 15940.8 | 7537.4 | 23478.2 | 3477866.27 | -22927.55
44786.375 | 90 | 88 | 183 | 1206 | 2035 | 2307 | 5678 | 7985 | 49274.08 | 41289.08 | 6.1708 | 9343.35 | 47979.1 | 57322.45 | 3485914.64 | 8048.37
44786.4167 | 142 | 95 | 226 | 913 | 1302 | 1622 | 8441 | 10063 | 53302.7 | 43239.7 | 5.2969 | 6569.1 | 71326.45 | 77895.55 | 3510507.49 | 24592.85
44786.4583 | 249 | 83 | 379 | 817 | 1078 | 1539 | 9248 | 10787 | 57773.33 | 46986.33 | 5.3558 | 6232.95 | 78145.6 | 84378.55 | 3537112.71 | 26605.22
44786.5 | 270 | 101 | 438 | 452 | 568 | 1107 | 8549 | 9656 | 61670.09 | 52014.09 | 6.3867 | 4483.35 | 72239.05 | 76722.4 | 3552165.02 | 15052.31
44786.5417 | 525 | 182 | 722 | 158 | 318 | 1222 | 7867 | 9089 | 64790.85 | 55701.85 | 7.1285 | 4949.1 | 66476.15 | 71425.25 | 3558799.42 | 6634.4
44786.5833 | 480 | 227 | 766 | 63 | 402 | 1396 | 8317 | 9713 | 67590.1 | 57877.1 | 6.9587 | 5653.8 | 70278.65 | 75932.45 | 3567141.77 | 8342.35
44786.625 | 615 | 252 | 1053 | 87 | 615 | 1920 | 7745 | 9665 | 69362.58 | 59697.58 | 7.1767 | 7776 | 65445.25 | 73221.25 | 3571000.44 | 3858.67
44786.6667 | 496 | 285 | 1220 | 130 | 752 | 2257 | 7380 | 9637 | 70173.42 | 60536.42 | 7.2817 | 9140.85 | 62361 | 71501.85 | 3572328.87 | 1328.43
44786.7083 | 803 | 337 | 1723 | 149 | 967 | 3028 | 7251 | 10279 | 70607.23 | 60328.23 | 6.8691 | 12263.4 | 61270.95 | 73534.35 | 3575255.99 | 2927.12
44786.75 | 589 | 415 | 1343 | 168 | 1408 | 3166 | 7037 | 10203 | 70353.33 | 60150.33 | 6.8954 | 12822.3 | 59462.65 | 72284.95 | 3577187.61 | 1931.62
44786.7917 | 314 | 480 | 1099 | 184 | 1935 | 3513 | 6100 | 9613 | 69105.1 | 59492.1 | 7.1887 | 14227.65 | 51545 | 65772.65 | 3573855.16 | -3332.45
44786.8333 | 321 | 474 | 1096 | 281 | 2610 | 4180 | 2569 | 6749 | 66703.77 | 59954.77 | 9.8835 | 16929 | 21708.05 | 38637.05 | 3545788.44 | -28066.72
44786.875 | 201 | 545 | 1088 | 681 | 3962 | 5595 | 114 | 5709 | 64501.43 | 58792.43 | 11.2982 | 22659.75 | 963.3 | 23623.05 | 3504910.06 | -40878.38
44786.9167 | 148 | 784 | 913 | 1068 | 5413 | 7110 | 10 | 7120 | 62414.91 | 55294.91 | 8.7661 | 28795.5 | 84.5 | 28880 | 3471375.15 | -33534.91
44786.9583 | 247 | 995 | 1071 | 1404 | 6747 | 8812 | 10 | 8822 | 59115.45 | 50293.45 | 6.7009 | 35688.6 | 84.5 | 35773.1 | 3448032.8 | -23342.35
44787 | 273 | 1093 | 984 | 1738 | 7372 | 9449 | 10 | 9459 | 55681.07 | 46222.07 | 5.8866 | 38268.45 | 84.5 | 38352.95 | 3430704.68 | -17328.12
44787.0417 | 325 | 1042 | 914 | 2116 | 8001 | 9957 | 10 | 9967 | 52518.77 | 42551.77 | 5.2693 | 40325.85 | 84.5 | 40410.35 | 3418596.26 | -12108.42
44787.0833 | 422 | 955 | 1000 | 2334 | 7996 | 9951 | 10 | 9961 | 49901.28 | 39940.28 | 5.0097 | 40301.55 | 84.5 | 40386.05 | 3409081.03 | -9515.23
44787.125 | 864 | 763 | 1482 | 2298 | 7686 | 9931 | 10 | 9941 | 48043.75 | 38102.75 | 4.8329 | 40220.55 | 84.5 | 40305.05 | 3401342.33 | -7738.7
44787.1667 | 982 | 633 | 1647 | 2164 | 7244 | 9524 | 10 | 9534 | 46490.42 | 36956.42 | 4.8763 | 38572.2 | 84.5 | 38656.7 | 3393508.61 | -7833.72
44787.2083 | 963 | 610 | 1424 | 2264 | 6998 | 9032 | 10 | 9042 | 45074.6 | 36032.6 | 4.985 | 36579.6 | 84.5 | 36664.1 | 3385098.11 | -8410.5
44787.25 | 1516 | 488 | 2005 | 2219 | 6368 | 8861 | 1 | 8862 | 44341.29 | 35479.29 | 5.0035 | 35887.05 | 8.45 | 35895.5 | 3376652.32 | -8445.79
44787.2917 | 1773 | 307 | 2222 | 1954 | 5314 | 7844 | 1 | 7845 | 43988.29 | 36143.29 | 5.6072 | 31768.2 | 8.45 | 31776.65 | 3364440.68 | -12211.64
44787.3333 | 1986 | 216 | 2428 | 1526 | 4157 | 6802 | 726 | 7528 | 44072.33 | 36544.33 | 5.8545 | 27548.1 | 6134.7 | 33682.8 | 3354051.15 | -10389.53
44787.375 | 1934 | 76 | 2357 | 1051 | 2535 | 4967 | 4944 | 9911 | 46624.89 | 36713.89 | 4.7044 | 20116.35 | 41776.8 | 61893.15 | 3369319.41 | 15268.26
44787.4167 | 1760 | 44 | 2167 | 939 | 1723 | 3934 | 7915 | 11849 | 50279.81 | 38430.81 | 4.2434 | 15932.7 | 66881.75 | 82814.45 | 3401854.05 | 32534.64
44787.4583 | 1753 | 121 | 2306 | 962 | 1444 | 3871 | 8622 | 12493 | 54490.23 | 41997.23 | 4.3617 | 15677.55 | 72855.9 | 88533.45 | 3435897.27 | 34043.22
44787.5 | 1887 | 154 | 2379 | 613 | 824 | 3357 | 8595 | 11952 | 58397.96 | 46445.96 | 4.886 | 13595.85 | 72627.75 | 86223.6 | 3463722.91 | 27825.64
44787.5417 | 2026 | 290 | 2605 | 319 | 1142 | 4037 | 8005 | 12042 | 61417.21 | 49375.21 | 5.1002 | 16349.85 | 67642.25 | 83992.1 | 3486297.8 | 22574.89
44787.5833 | 1871 | 387 | 2617 | 254 | 1775 | 4779 | 8041 | 12820 | 63877.15 | 51057.15 | 4.9826 | 19354.95 | 67946.45 | 87301.4 | 3509722.05 | 23424.25
44787.625 | 1879 | 399 | 2829 | 281 | 1949 | 5177 | 8048 | 13225 | 66096.76 | 52871.76 | 4.9979 | 20966.85 | 68005.6 | 88972.45 | 3532597.74 | 22875.69
44787.6667 | 1755 | 529 | 2826 | 404 | 2029 | 5384 | 8039 | 13423 | 67818.39 | 54395.39 | 5.0524 | 21805.2 | 67929.55 | 89734.75 | 3554514.1 | 21916.36
44787.7083 | 1604 | 504 | 2640 | 422 | 2154 | 5298 | 7857 | 13155 | 68745.65 | 55590.65 | 5.2258 | 21456.9 | 66391.65 | 87848.55 | 3573617 | 19102.9
44787.75 | 1721 | 552 | 2950 | 395 | 2308 | 5810 | 7577 | 13387 | 68982.93 | 55595.93 | 5.153 | 23530.5 | 64025.65 | 87556.15 | 3592190.22 | 18573.22
44787.7917 | 1451 | 763 | 3028 | 420 | 2810 | 6600 | 6122 | 12722 | 68085.91 | 55363.91 | 5.3518 | 26730 | 51730.9 | 78460.9 | 3602565.21 | 10374.99
44787.8333 | 1318 | 824 | 3191 | 628 | 3884 | 7898 | 2592 | 10490 | 66150.64 | 55660.64 | 6.3061 | 31986.9 | 21902.4 | 53889.3 | 3590303.87 | -12261.34
44787.875 | 1502 | 876 | 3677 | 1146 | 5913 | 10466 | 130 | 10596 | 64540.22 | 53944.22 | 6.091 | 42387.3 | 1098.5 | 43485.8 | 3569249.45 | -21054.42
44787.9167 | 1673 | 890 | 3801 | 1888 | 8577 | 13268 | 0 | 13268 | 62367.45 | 49099.45 | 4.7006 | 53735.4 | 0 | 53735.4 | 3560617.4 | -8632.05
44787.9583 | 1636 | 960 | 3543 | 2482 | 11058 | 15562 | 0 | 15562 | 58685 | 43123 | 3.771 | 63026.1 | 0 | 63026.1 | 3564958.5 | 4341.1
44788 | 1860 | 1081 | 3715 | 2903 | 12329 | 17125 | 0 | 17125 | 54981.6 | 37856.6 | 3.2106 | 69356.25 | 0 | 69356.25 | 3579333.15 | 14374.65
44788.0417 | 1518 | 1129 | 3186 | 2982 | 12184 | 16498 | 0 | 16498 | 51825.39 | 35327.39 | 3.1413 | 66816.9 | 0 | 66816.9 | 3594324.66 | 14991.51
44788.0833 | 1634 | 1023 | 3157 | 3008 | 11488 | 15667 | 0 | 15667 | 49383.69 | 33716.69 | 3.1521 | 63451.35 | 0 | 63451.35 | 3608392.32 | 14067.66
44788.125 | 1242 | 855 | 2969 | 2960 | 10312 | 14136 | 0 | 14136 | 47896.26 | 33760.26 | 3.3882 | 57250.8 | 0 | 57250.8 | 3617746.86 | 9354.54
44788.1667 | 885 | 625 | 2686 | 2756 | 9239 | 12550 | 0 | 12550 | 46775.89 | 34225.89 | 3.7272 | 50827.5 | 0 | 50827.5 | 3621798.47 | 4051.61
44788.2083 | 1402 | 654 | 3064 | 2608 | 7937 | 11655 | 0 | 11655 | 46441.1 | 34786.1 | 3.9847 | 47202.75 | 0 | 47202.75 | 3622560.12 | 761.65
44788.25 | 1577 | 720 | 3223 | 2434 | 6909 | 10852 | 0 | 10852 | 47272.33 | 36420.33 | 4.3561 | 43950.6 | 0 | 43950.6 | 3619238.39 | -3321.73
44788.2917 | 1870 | 662 | 3915 | 2198 | 6429 | 11005 | 1 | 11006 | 48712 | 37706 | 4.4259 | 44570.25 | 8.45 | 44578.7 | 3615105.09 | -4133.3
44788.3333 | 1799 | 572 | 4003 | 2022 | 6175 | 10750 | 738 | 11488 | 49499.79 | 38011.79 | 4.3088 | 43537.5 | 6236.1 | 49773.6 | 3615378.9 | 273.81
44788.375 | 1795 | 381 | 3790 | 1326 | 4447 | 8617 | 4957 | 13574 | 51507.62 | 37933.62 | 3.7946 | 34898.85 | 41886.65 | 76785.5 | 3640656.78 | 25277.88
44788.4167 | 1837 | 395 | 3905 | 1086 | 4864 | 9164 | 7662 | 16826 | 54742.75 | 37916.75 | 3.2535 | 37114.2 | 64743.9 | 101858.1 | 3687772.13 | 47115.35
44788.4583 | 2209 | 417 | 4348 | 1085 | 4704 | 9470 | 8304 | 17774 | 58680.05 | 40906.05 | 3.3015 | 38353.5 | 70168.8 | 108522.3 | 3737614.38 | 49842.25
44788.5 | 2827 | 420 | 4969 | 998 | 4512 | 9901 | 8549 | 18450 | 62669.35 | 44219.35 | 3.3967 | 40099.05 | 72239.05 | 112338.1 | 3787283.13 | 49668.75
44788.5417 | 3008 | 465 | 5127 | 842 | 4744 | 10337 | 8340 | 18677 | 66312.93 | 47635.93 | 3.5505 | 41864.85 | 70473 | 112337.85 | 3833308.05 | 46024.92
44788.5833 | 3166 | 500 | 5420 | 698 | 5102 | 11022 | 8220 | 19242 | 69574.77 | 50332.77 | 3.6158 | 44639.1 | 69459 | 114098.1 | 3877831.38 | 44523.33
44788.625 | 3346 | 577 | 5567 | 521 | 5646 | 11791 | 8228 | 20019 | 72188.4 | 52169.4 | 3.606 | 47753.55 | 69526.6 | 117280.15 | 3922923.13 | 45091.75
44788.6667 | 3317 | 518 | 5621 | 520 | 6251 | 12389 | 7864 | 20253 | 73697.91 | 53444.91 | 3.6389 | 50175.45 | 66450.8 | 116626.25 | 3965851.47 | 42928.34
44788.7083 | 3276 | 519 | 5742 | 644 | 6647 | 12908 | 7054 | 19962 | 74324.59 | 54362.59 | 3.7233 | 52277.4 | 59606.3 | 111883.7 | 4003410.58 | 37559.11
44788.75 | 3279 | 544 | 5856 | 759 | 7081 | 13480 | 6620 | 20100 | 73807.62 | 53707.62 | 3.672 | 54594 | 55939 | 110533 | 4040135.96 | 36725.38
44788.7917 | 3177 | 493 | 5745 | 910 | 7526 | 13764 | 5134 | 18898 | 72128.64 | 53230.64 | 3.8167 | 55744.2 | 43382.3 | 99126.5 | 4067133.82 | 26997.86
44788.8333 | 2794 | 353 | 5288 | 1311 | 7686 | 13327 | 2010 | 15337 | 69319.28 | 53982.28 | 4.5197 | 53974.35 | 16984.5 | 70958.85 | 4068773.39 | 1639.57
44788.875 | 1939 | 342 | 4356 | 1843 | 7485 | 12183 | 110 | 12293 | 67110.31 | 54817.31 | 5.4592 | 49341.15 | 929.5 | 50270.65 | 4051933.73 | -16839.66
44788.9167 | 1470 | 479 | 3648 | 2379 | 8434 | 12561 | 0 | 12561 | 64360.05 | 51799.05 | 5.1238 | 50872.05 | 0 | 50872.05 | 4038445.73 | -13488
44788.9583 | 1469 | 691 | 3252 | 2531 | 9028 | 12971 | 0 | 12971 | 60192.31 | 47221.31 | 4.6405 | 52532.55 | 0 | 52532.55 | 4030785.97 | -7659.76
44789 | 1472 | 1039 | 3429 | 2561 | 8896 | 13364 | 0 | 13364 | 56012.7 | 42648.7 | 4.1913 | 54124.2 | 0 | 54124.2 | 4028897.47 | -1888.5
44789.0417 | 1258 | 1157 | 3387 | 2575 | 8408 | 12952 | 0 | 12952 | 52532.43 | 39580.43 | 4.0559 | 52455.6 | 0 | 52455.6 | 4028820.64 | -76.83
44789.0833 | 1519 | 1256 | 3467 | 2814 | 7834 | 12557 | 0 | 12557 | 50035.59 | 37478.59 | 3.9847 | 50855.85 | 0 | 50855.85 | 4029640.9 | 820.26
44789.125 | 1377 | 950 | 3145 | 2670 | 7297 | 11392 | 0 | 11392 | 48237.78 | 36845.78 | 4.2344 | 46137.6 | 0 | 46137.6 | 4027540.72 | -2100.18
44789.1667 | 1017 | 944 | 2802 | 2332 | 6536 | 10283 | 0 | 10283 | 47361.16 | 37078.16 | 4.6058 | 41646.15 | 0 | 41646.15 | 4021825.71 | -5715.01
44789.2083 | 855 | 928 | 2446 | 2379 | 6034 | 9409 | 0 | 9409 | 46876.19 | 37467.19 | 4.9821 | 38106.45 | 0 | 38106.45 | 4013055.97 | -8769.74
44789.25 | 787 | 752 | 2172 | 1974 | 5237 | 8162 | 0 | 8162 | 47652.79 | 39490.79 | 5.8384 | 33056.1 | 0 | 33056.1 | 3998459.28 | -14596.69
44789.2917 | 868 | 670 | 2207 | 1382 | 4202 | 7079 | 1 | 7080 | 49171.11 | 42091.11 | 6.9451 | 28669.95 | 8.45 | 28678.4 | 3977966.57 | -20492.71
44789.3333 | 949 | 581 | 2221 | 1107 | 3670 | 6472 | 639 | 7111 | 49856.67 | 42745.67 | 7.0112 | 26211.6 | 5399.55 | 31611.15 | 3959721.05 | -18245.52
44789.375 | 723 | 351 | 1948 | 626 | 2526 | 4825 | 3097 | 7922 | 52057.66 | 44135.66 | 6.5713 | 19541.25 | 26169.65 | 45710.9 | 3953374.29 | -6346.76
44789.4167 | 1077 | 175 | 2455 | 355 | 2155 | 4784 | 4899 | 9683 | 55574.56 | 45891.56 | 5.7394 | 19375.2 | 41396.55 | 60771.75 | 3958571.48 | 5197.19
44789.4583 | 1404 | 101 | 2954 | 103 | 1929 | 4984 | 5692 | 10676 | 59273.68 | 48597.68 | 5.552 | 20185.2 | 48097.4 | 68282.6 | 3967580.4 | 9008.92
44789.5 | 1582 | 73 | 3142 | 42 | 1677 | 4892 | 6528 | 11420 | 63574.95 | 52154.95 | 5.567 | 19812.6 | 55161.6 | 74974.2 | 3978979.65 | 11399.25
44789.5417 | 1636 | 71 | 3171 | 22 | 1745 | 4987 | 6823 | 11810 | 67533.38 | 55723.38 | 5.7183 | 20197.35 | 57654.35 | 77851.7 | 3989297.97 | 10318.32
44789.5833 | 2054 | 106 | 3578 | 37 | 2038 | 5722 | 7239 | 12961 | 71066.77 | 58105.77 | 5.4831 | 23174.1 | 61169.55 | 84343.65 | 4002574.85 | 13276.88
44789.625 | 2312 | 114 | 3868 | 50 | 2524 | 6506 | 6709 | 13215 | 73531.12 | 60316.12 | 5.5642 | 26349.3 | 56691.05 | 83040.35 | 4012084.08 | 9509.23
44789.6667 | 2373 | 120 | 4162 | 96 | 2874 | 7156 | 5952 | 13108 | 74988.3 | 61880.3 | 5.7208 | 28981.8 | 50294.4 | 79276.2 | 4016371.98 | 4287.9
44789.7083 | 2593 | 102 | 4634 | 225 | 2935 | 7671 | 5141 | 12812 | 75465.82 | 62653.82 | 5.8902 | 31067.55 | 43441.45 | 74509 | 4015415.16 | -956.82
44789.75 | 2628 | 124 | 4770 | 403 | 3034 | 7929 | 5047 | 12976 | 75575.24 | 62599.24 | 5.8242 | 32112.45 | 42647.15 | 74759.6 | 4014599.52 | -815.64
44789.7917 | 2533 | 195 | 4749 | 492 | 3259 | 8203 | 3663 | 11866 | 74183.18 | 62317.18 | 6.2517 | 33222.15 | 30952.35 | 64174.5 | 4004590.84 | -10008.68
44789.8333 | 2255 | 182 | 4441 | 764 | 3357 | 7980 | 963 | 8943 | 71478.75 | 62535.75 | 7.9927 | 32319 | 8137.35 | 40456.35 | 3973568.44 | -31022.4
44789.875 | 1539 | 196 | 3619 | 961 | 3485 | 7300 | 24 | 7324 | 68913.87 | 61589.87 | 9.4093 | 29565 | 202.8 | 29767.8 | 3934422.37 | -39146.07
44789.9167 | 1227 | 310 | 3311 | 967 | 3995 | 7617 | 0 | 7617 | 65972.58 | 58355.58 | 8.6612 | 30848.85 | 0 | 30848.85 | 3899298.64 | -35123.73
44789.9583 | 1204 | 409 | 3206 | 989 | 4459 | 8074 | 0 | 8074 | 61860.43 | 53786.43 | 7.6617 | 32699.7 | 0 | 32699.7 | 3870137.91 | -29160.73
44790 | 1202 | 483 | 3098 | 846 | 4518 | 8099 | 0 | 8099 | 57770.25 | 49671.25 | 7.133 | 32800.95 | 0 | 32800.95 | 3845168.61 | -24969.3
44790.0417 | 1137 | 799 | 2900 | 874 | 4630 | 8329 | 0 | 8329 | 53873.14 | 45544.14 | 6.4681 | 33732.45 | 0 | 33732.45 | 3825027.92 | -20140.69
44790.0833 | 918 | 1137 | 2556 | 1162 | 5057 | 8750 | 0 | 8750 | 51166.32 | 42416.32 | 5.8476 | 35437.5 | 0 | 35437.5 | 3809299.1 | -15728.82
44790.125 | 782 | 1339 | 2238 | 1705 | 6219 | 9796 | 0 | 9796 | 49314.52 | 39518.52 | 5.0341 | 39673.8 | 0 | 39673.8 | 3799658.38 | -9640.72
44790.1667 | 744 | 1350 | 1980 | 1988 | 6292 | 9622 | 0 | 9622 | 48229.43 | 38607.43 | 5.0124 | 38969.1 | 0 | 38969.1 | 3790398.05 | -9260.33
44790.2083 | 619 | 1113 | 1798 | 2008 | 6179 | 9089 | 0 | 9089 | 47811.32 | 38722.32 | 5.2603 | 36810.45 | 0 | 36810.45 | 3779397.18 | -11000.87
44790.25 | 488 | 851 | 1656 | 1624 | 6475 | 8982 | 0 | 8982 | 48489.8 | 39507.8 | 5.3986 | 36377.1 | 0 | 36377.1 | 3767284.48 | -12112.7
44790.2917 | 469 | 818 | 1498 | 1427 | 6060 | 8376 | 0 | 8376 | 50213.06 | 41837.06 | 5.9949 | 33922.8 | 0 | 33922.8 | 3750994.22 | -16290.26
44790.3333 | 346 | 684 | 1190 | 1464 | 5588 | 7463 | 660 | 8123 | 50670.32 | 42547.32 | 6.2379 | 30225.15 | 5577 | 35802.15 | 3736126.05 | -14868.17
44790.375 | 175 | 611 | 643 | 978 | 3485 | 4739 | 4226 | 8965 | 52663.36 | 43698.36 | 5.8743 | 19192.95 | 35709.7 | 54902.65 | 3738365.34 | 2239.29
44790.4167 | 285 | 487 | 710 | 910 | 2287 | 3484 | 6753 | 10237 | 56274.45 | 46037.45 | 5.4972 | 14110.2 | 57062.85 | 71173.05 | 3753263.94 | 14898.6
44790.4583 | 329 | 247 | 816 | 779 | 1960 | 3023 | 8356 | 11379 | 60753.73 | 49374.73 | 5.3391 | 12243.15 | 70608.2 | 82851.35 | 3775361.56 | 22097.62
44790.5 | 313 | 144 | 762 | 658 | 1629 | 2535 | 8637 | 11172 | 65198.05 | 54026.05 | 5.8358 | 10266.75 | 72982.65 | 83249.4 | 3793412.91 | 18051.35
44790.5417 | 468 | 74 | 794 | 499 | 1434 | 2302 | 8521 | 10823 | 69285.3 | 58462.3 | 6.4017 | 9323.1 | 72002.45 | 81325.55 | 3805453.16 | 12040.25
44790.5833 | 840 | 129 | 1236 | 421 | 1478 | 2843 | 8372 | 11215 | 72846.94 | 61631.94 | 6.4955 | 11514.15 | 70743.4 | 82257.55 | 3814863.77 | 9410.61
44790.625 | 1450 | 124 | 1951 | 384 | 1710 | 3785 | 7873 | 11658 | 75620.38 | 63962.38 | 6.4866 | 15329.25 | 66526.85 | 81856.1 | 3821099.49 | 6235.72
44790.6667 | 1820 | 73 | 2455 | 439 | 1866 | 4393 | 7315 | 11708 | 76705.51 | 64997.51 | 6.5515 | 17791.65 | 61811.75 | 79603.4 | 3823997.38 | 2897.89
44790.7083 | 2416 | 124 | 3269 | 474 | 2158 | 5551 | 7095 | 12646 | 77598.25 | 64952.25 | 6.1362 | 22481.55 | 59952.75 | 82434.3 | 3828833.43 | 4836.05
44790.75 | 2841 | 141 | 4115 | 615 | 2807 | 7064 | 6840 | 13904 | 77582.29 | 63678.29 | 5.5799 | 28609.2 | 57798 | 86407.2 | 3837658.34 | 8824.91
44790.7917 | 2837 | 218 | 4716 | 1012 | 4133 | 9067 | 4601 | 13668 | 75995.93 | 62327.93 | 5.5601 | 36721.35 | 38878.45 | 75599.8 | 3837262.21 | -396.13
44790.8333 | 2329 | 615 | 4372 | 1145 | 5949 | 10936 | 1404 | 12340 | 73223.59 | 60883.59 | 5.9338 | 44290.8 | 11863.8 | 56154.6 | 3820193.22 | -17068.99
44790.875 | 1645 | 731 | 3688 | 1519 | 7437 | 11856 | 26 | 11882 | 70735.69 | 58853.69 | 5.9532 | 48016.8 | 219.7 | 48236.5 | 3797694.03 | -22499.19
44790.9167 | 1323 | 874 | 3212 | 1819 | 8133 | 12218 | 0 | 12218 | 67192.4 | 54974.4 | 5.4995 | 49482.9 | 0 | 49482.9 | 3779984.53 | -17709.5
44790.9583 | 1184 | 858 | 2815 | 1722 | 7977 | 11650 | 0 | 11650 | 61917.95 | 50267.95 | 5.3148 | 47182.5 | 0 | 47182.5 | 3765249.08 | -14735.45
44791 | 1111 | 785 | 2672 | 1392 | 7846 | 11303 | 0 | 11303 | 57128.98 | 45825.98 | 5.0543 | 45777.15 | 0 | 45777.15 | 3753897.25 | -11351.83
44791.0417 | 1067 | 855 | 2556 | 986 | 6857 | 10268 | 0 | 10268 | 53296.25 | 43028.25 | 5.1905 | 41585.4 | 0 | 41585.4 | 3742186.4 | -11710.85
44791.0833 | 984 | 699 | 2163 | 759 | 5269 | 8132 | 0 | 8132 | 50494.19 | 42362.19 | 6.2093 | 32934.6 | 0 | 32934.6 | 3724626.81 | -17559.59
44791.125 | 860 | 458 | 1979 | 383 | 3320 | 5756 | 0 | 5756 | 48463.38 | 42707.38 | 8.4196 | 23311.8 | 0 | 23311.8 | 3699475.23 | -25151.58
44791.1667 | 780 | 556 | 1675 | 279 | 2018 | 4249 | 0 | 4249 | 47030.21 | 42781.21 | 11.0685 | 17208.45 | 0 | 17208.45 | 3669653.47 | -29821.76
44791.2083 | 608 | 380 | 1502 | 236 | 1659 | 3541 | 0 | 3541 | 46629.68 | 43088.68 | 13.1685 | 14341.05 | 0 | 14341.05 | 3637364.84 | -32288.63
44791.25 | 302 | 249 | 1161 | 385 | 2186 | 3596 | 0 | 3596 | 47393.92 | 43797.92 | 13.1796 | 14563.8 | 0 | 14563.8 | 3604534.72 | -32830.12
44791.2917 | 108 | 223 | 844 | 290 | 2474 | 3541 | 0 | 3541 | 49392.98 | 45851.98 | 13.9489 | 14341.05 | 0 | 14341.05 | 3569482.79 | -35051.93
44791.3333 | 78 | 172 | 749 | 144 | 3667 | 4587 | 342 | 4929 | 49687.28 | 44758.28 | 10.0806 | 18577.35 | 2889.9 | 21467.25 | 3541262.76 | -28220.03
44791.375 | 48 | 271 | 703 | 89 | 4653 | 5627 | 2583 | 8210 | 51204.11 | 42994.11 | 6.2368 | 22789.35 | 21826.35 | 44615.7 | 3534674.35 | -6588.41
44791.4167 | 113 | 295 | 1000 | 77 | 4571 | 5866 | 4790 | 10656 | 54090.03 | 43434.03 | 5.076 | 23757.3 | 40475.5 | 64232.8 | 3544817.12 | 10142.77
44791.4583 | 348 | 380 | 1039 | 64 | 3540 | 4960 | 6286 | 11246 | 57323.2 | 46077.2 | 5.0972 | 20088 | 53116.7 | 73204.7 | 3560698.62 | 15881.5
44791.5 | 347 | 454 | 880 | 38 | 2473 | 3807 | 7247 | 11054 | 60554.43 | 49500.43 | 5.4781 | 15418.35 | 61237.15 | 76655.5 | 3576799.69 | 16101.07
44791.5417 | 239 | 467 | 588 | 21 | 1638 | 2693 | 7903 | 10596 | 63391.6 | 52795.6 | 5.9826 | 10906.65 | 66780.35 | 77687 | 3591095.09 | 14295.4
44791.5833 | 762 | 326 | 1105 | 57 | 1142 | 2572 | 7220 | 9792 | 65405.97 | 55613.97 | 6.6795 | 10416.6 | 61009 | 71425.6 | 3597114.72 | 6019.63
44791.625 | 1679 | 200 | 2190 | 71 | 1003 | 3392 | 6840 | 10232 | 66535.68 | 56303.68 | 6.5027 | 13737.6 | 57798 | 71535.6 | 3602114.64 | 4999.92
44791.6667 | 1807 | 164 | 2561 | 83 | 1309 | 4034 | 7010 | 11044 | 67069.5 | 56025.5 | 6.0729 | 16337.7 | 59234.5 | 75572.2 | 3610617.34 | 8502.7
44791.7083 | 2018 | 235 | 2946 | 54 | 1800 | 4982 | 6857 | 11839 | 66582.61 | 54743.61 | 5.624 | 20177.1 | 57941.65 | 78118.75 | 3622153.48 | 11536.14
44791.75 | 2241 | 349 | 3504 | 38 | 2807 | 6661 | 6176 | 12837 | 64128.92 | 51291.92 | 4.9956 | 26977.05 | 52187.2 | 79164.25 | 3637188.81 | 15035.33
44791.7917 | 2407 | 414 | 4089 | 25 | 3668 | 8171 | 4517 | 12688 | 61797.01 | 49109.01 | 4.8705 | 33092.55 | 38168.65 | 71261.2 | 3646653 | 9464.19
44791.8333 | 2609 | 346 | 4801 | 32 | 3562 | 8710 | 1726 | 10436 | 59981.2 | 49545.2 | 5.7475 | 35275.5 | 14584.7 | 49860.2 | 3636532 | -10121
44791.875 | 2133 | 227 | 4182 | 62 | 3254 | 7663 | 55 | 7718 | 58624.37 | 50906.37 | 7.5958 | 31035.15 | 464.75 | 31499.9 | 3609407.53 | -27124.47
44791.9167 | 1667 | 100 | 3769 | 109 | 2301 | 6169 | 0 | 6169 | 56672.04 | 50503.04 | 9.1866 | 24984.45 | 0 | 24984.45 | 3577719.94 | -31687.59
44791.9583 | 1420 | 83 | 3431 | 299 | 2213 | 5727 | 0 | 5727 | 53588.88 | 47861.88 | 9.3572 | 23194.35 | 0 | 23194.35 | 3547325.41 | -30394.53
44792 | 1257 | 87 | 3137 | 568 | 2666 | 5890 | 0 | 5890 | 49930.7 | 44040.7 | 8.4772 | 23854.5 | 0 | 23854.5 | 3521249.21 | -26076.2
44792.0417 | 1338 | 102 | 3114 | 898 | 2886 | 6103 | 0 | 6103 | 46984.06 | 40881.06 | 7.6985 | 24717.15 | 0 | 24717.15 | 3498982.3 | -22266.91
44792.0833 | 1366 | 138 | 2904 | 1101 | 2811 | 5853 | 0 | 5853 | 44975.79 | 39122.79 | 7.6842 | 23704.65 | 0 | 23704.65 | 3477711.16 | -21271.14
44792.125 | 1392 | 186 | 2785 | 1062 | 2535 | 5506 | 0 | 5506 | 43670.54 | 38164.54 | 7.9314 | 22299.3 | 0 | 22299.3 | 3456339.92 | -21371.24
44792.1667 | 1179 | 162 | 2494 | 875 | 2072 | 4728 | 0 | 4728 | 43098.61 | 38370.61 | 9.1156 | 19148.4 | 0 | 19148.4 | 3432389.71 | -23950.21
44792.2083 | 938 | 137 | 1992 | 662 | 1476 | 3605 | 0 | 3605 | 42994.94 | 39389.94 | 11.9265 | 14600.25 | 0 | 14600.25 | 3403995.02 | -28394.69
44792.25 | 786 | 111 | 1749 | 523 | 1082 | 2942 | 0 | 2942 | 44043.85 | 41101.85 | 14.9707 | 11915.1 | 0 | 11915.1 | 3371866.27 | -32128.75
44792.2917 | 742 | 101 | 1888 | 379 | 961 | 2949 | 0 | 2949 | 46320.51 | 43371.51 | 15.7072 | 11943.45 | 0 | 11943.45 | 3337489.21 | -34377.06
44792.3333 | 816 | 27 | 2057 | 327 | 799 | 2884 | 318 | 3202 | 47088.46 | 43886.46 | 14.706 | 11680.2 | 2687.1 | 14367.3 | 3304768.05 | -32721.16
44792.375 | 683 | 13 | 1781 | 195 | 406 | 2201 | 3245 | 5446 | 48312.63 | 42866.63 | 8.8712 | 8914.05 | 27420.25 | 36334.3 | 3292789.72 | -11978.33
44792.4167 | 1035 | 2 | 2333 | 88 | 290 | 2625 | 5392 | 8017 | 50295.37 | 42278.37 | 6.2736 | 10631.25 | 45562.4 | 56193.65 | 3298688 | 5898.28
44792.4583 | 1277 | 3 | 2127 | 140 | 417 | 2547 | 5950 | 8497 | 53017.98 | 44520.98 | 6.2396 | 10315.35 | 50277.5 | 60592.85 | 3306262.87 | 7574.87
44792.5 | 986 | 8 | 1552 | 271 | 582 | 2141 | 7295 | 9436 | 55980.97 | 46544.97 | 5.9327 | 8671.05 | 61642.75 | 70313.8 | 3320595.7 | 14332.83
44792.5417 | 782 | 17 | 1116 | 231 | 644 | 1777 | 7597 | 9374 | 58824.79 | 49450.79 | 6.2753 | 7196.85 | 64194.65 | 71391.5 | 3333162.41 | 12566.71
44792.5833 | 1073 | 44 | 1452 | 176 | 824 | 2320 | 7262 | 9582 | 61293.23 | 51711.23 | 6.3967 | 9396 | 61363.9 | 70759.9 | 3342629.08 | 9466.67
44792.625 | 1911 | 72 | 2475 | 156 | 1055 | 3602 | 6636 | 10238 | 62687.86 | 52449.86 | 6.1231 | 14588.1 | 56074.2 | 70662.3 | 3350603.52 | 7974.44
44792.6667 | 2751 | 187 | 3735 | 76 | 1606 | 5528 | 5850 | 11378 | 63145.34 | 51767.34 | 5.5498 | 22388.4 | 49432.5 | 71820.9 | 3359279.08 | 8675.56
44792.7083 | 3035 | 263 | 4557 | 53 | 2574 | 7394 | 4982 | 12376 | 63376.16 | 51000.16 | 5.1209 | 29945.7 | 42097.9 | 72043.6 | 3367946.52 | 8667.44
44792.75 | 3255 | 785 | 5200 | 70 | 2827 | 8812 | 4450 | 13262 | 62820.15 | 49558.15 | 4.7369 | 35688.6 | 37602.5 | 73291.1 | 3378417.47 | 10470.95
44792.7917 | 3361 | 1085 | 5707 | 139 | 2947 | 9739 | 3219 | 12958 | 61441.33 | 48483.33 | 4.7416 | 39442.95 | 27200.55 | 66643.5 | 3383619.64 | 5202.17
44792.8333 | 3225 | 1011 | 5513 | 260 | 3501 | 10025 | 873 | 10898 | 59595.94 | 48697.94 | 5.4685 | 40601.25 | 7376.85 | 47978.1 | 3372001.8 | -11617.84
44792.875 | 2572 | 976 | 4971 | 564 | 5297 | 11243 | 5 | 11248 | 58168.25 | 46920.25 | 5.1714 | 45534.15 | 42.25 | 45576.4 | 3359409.95 | -12591.85
44792.9167 | 2146 | 697 | 4514 | 989 | 6778 | 11989 | 0 | 11989 | 56336.42 | 44347.42 | 4.699 | 48555.45 | 0 | 48555.45 | 3351628.98 | -7780.97
44792.9583 | 1738 | 716 | 4189 | 1610 | 7726 | 12631 | 0 | 12631 | 53837.03 | 41206.03 | 4.2623 | 51155.55 | 0 | 51155.55 | 3348947.5 | -2681.48
44793 | 1646 | 768 | 4066 | 1925 | 7970 | 12805 | 0 | 12805 | 50861.69 | 38056.69 | 3.972 | 51860.25 | 0 | 51860.25 | 3349946.06 | 998.56
44793.0417 | 1560 | 733 | 3851 | 1940 | 7129 | 11713 | 0 | 11713 | 48075.59 | 36362.59 | 4.1045 | 47437.65 | 0 | 47437.65 | 3349308.12 | -637.94
44793.0833 | 1469 | 583 | 3478 | 1611 | 5980 | 10041 | 0 | 10041 | 46092.77 | 36051.77 | 4.5905 | 40666.05 | 0 | 40666.05 | 3343881.4 | -5426.72
44793.125 | 1293 | 767 | 2962 | 1332 | 5921 | 9650 | 0 | 9650 | 44515.26 | 34865.26 | 4.613 | 39082.5 | 0 | 39082.5 | 3338448.64 | -5432.76
44793.1667 | 909 | 956 | 2422 | 1287 | 6341 | 9719 | 0 | 9719 | 43563.72 | 33844.72 | 4.4823 | 39361.95 | 0 | 39361.95 | 3334246.87 | -4201.77
44793.2083 | 788 | 882 | 1984 | 1023 | 6587 | 9453 | 0 | 9453 | 42897.31 | 33444.31 | 4.538 | 38284.65 | 0 | 38284.65 | 3329634.21 | -4612.66
44793.25 | 646 | 897 | 1845 | 926 | 6731 | 9472 | 0 | 9472 | 42917.2 | 33445.2 | 4.531 | 38361.6 | 0 | 38361.6 | 3325078.61 | -4555.6
44793.2917 | 564 | 984 | 1731 | 863 | 6640 | 9354 | 0 | 9354 | 43515.01 | 34161.01 | 4.652 | 37883.7 | 0 | 37883.7 | 3319447.3 | -5631.31
44793.3333 | 529 | 886 | 1745 | 589 | 5915 | 8546 | 409 | 8955 | 44221.3 | 35266.3 | 4.9382 | 34611.3 | 3456.05 | 38067.35 | 3313293.35 | -6153.95
44793.375 | 318 | 777 | 1359 | 288 | 5122 | 7258 | 2534 | 9792 | 46642.73 | 36850.73 | 4.7634 | 29394.9 | 21412.3 | 50807.2 | 3317457.82 | 4164.47
44793.4167 | 718 | 747 | 2065 | 99 | 5316 | 8128 | 4649 | 12777 | 50214.77 | 37437.77 | 3.9301 | 32918.4 | 39284.05 | 72202.45 | 3339445.5 | 21987.68
44793.4583 | 1193 | 595 | 2506 | 57 | 5388 | 8489 | 5190 | 13679 | 54323.02 | 40644.02 | 3.9713 | 34380.45 | 43855.5 | 78235.95 | 3363358.43 | 23912.93
44793.5 | 1588 | 401 | 2737 | 90 | 4787 | 7925 | 5916 | 13841 | 58064.92 | 44223.92 | 4.1951 | 32096.25 | 49990.2 | 82086.45 | 3387379.96 | 24021.53
44793.5417 | 2500 | 259 | 3588 | 238 | 4178 | 8025 | 6137 | 14162 | 60854.67 | 46692.67 | 4.297 | 32501.25 | 51857.65 | 84358.9 | 3410884.19 | 23504.23
44793.5833 | 2671 | 288 | 3878 | 424 | 4208 | 8375 | 5836 | 14211 | 63068.95 | 48857.95 | 4.438 | 33918.75 | 49314.2 | 83232.95 | 3431048.19 | 20164
44793.625 | 2682 | 449 | 4193 | 555 | 5218 | 9859 | 6047 | 15906 | 64329.33 | 48423.33 | 4.0443 | 39928.95 | 51097.15 | 91026.1 | 3457744.96 | 26696.77
44793.6667 | 3108 | 525 | 5175 | 556 | 6993 | 12693 | 6304 | 18997 | 64831.64 | 45834.64 | 3.4127 | 51406.65 | 53268.8 | 104675.45 | 3497588.77 | 39843.81
44793.7083 | 3552 | 509 | 5788 | 854 | 7697 | 13994 | 5758 | 19752 | 65553.83 | 45801.83 | 3.3188 | 56675.7 | 48655.1 | 105330.8 | 3537365.74 | 39776.97
44793.75 | 3469 | 516 | 5762 | 665 | 7166 | 13445 | 4549 | 17994 | 65541.81 | 47547.81 | 3.6424 | 54452.25 | 38439.05 | 92891.3 | 3564715.23 | 27349.49
44793.7917 | 3408 | 821 | 5838 | 509 | 6780 | 13439 | 2619 | 16058 | 63797.15 | 47739.15 | 3.9729 | 54427.95 | 22130.55 | 76558.5 | 3577476.58 | 12761.35
44793.8333 | 3127 | 766 | 5470 | 582 | 6391 | 12627 | 464 | 13091 | 61636.84 | 48545.84 | 4.7083 | 51139.35 | 3920.8 | 55060.15 | 3570899.89 | -6576.69
44793.875 | 2660 | 643 | 5049 | 729 | 6279 | 11971 | 4 | 11975 | 60129.62 | 48154.62 | 5.0213 | 48482.55 | 33.8 | 48516.35 | 3559286.62 | -11613.27
44793.9167 | 2392 | 987 | 4537 | 713 | 6471 | 11995 | 0 | 11995 | 58015.66 | 46020.66 | 4.8367 | 48579.75 | 0 | 48579.75 | 3549850.71 | -9435.91
44793.9583 | 2584 | 1192 | 4668 | 1055 | 6704 | 12563 | 0 | 12563 | 55069.03 | 42506.03 | 4.3834 | 50880.15 | 0 | 50880.15 | 3545661.83 | -4188.88
44794 | 2406 | 1278 | 4228 | 1159 | 5476 | 10982 | 0 | 10982 | 52202.73 | 41220.73 | 4.7535 | 44477.1 | 0 | 44477.1 | 3537936.2 | -7725.63
44794.0417 | 1774 | 1279 | 3360 | 1109 | 4474 | 9113 | 0 | 9113 | 49477.63 | 40364.63 | 5.4293 | 36907.65 | 0 | 36907.65 | 3525366.22 | -12569.98
44794.0833 | 1439 | 1242 | 2594 | 985 | 4405 | 8241 | 0 | 8241 | 47260.28 | 39019.28 | 5.7348 | 33376.05 | 0 | 33376.05 | 3511481.99 | -13884.23
44794.125 | 1934 | 1107 | 2926 | 955 | 4544 | 8576 | 0 | 8576 | 45728.26 | 37152.26 | 5.3321 | 34732.8 | 0 | 34732.8 | 3500486.53 | -10995.46
44794.1667 | 2222 | 1030 | 3307 | 936 | 4609 | 8946 | 0 | 8946 | 44666.45 | 35720.45 | 4.9929 | 36231.3 | 0 | 36231.3 | 3492051.38 | -8435.15
44794.2083 | 2511 | 910 | 3535 | 864 | 4458 | 8902 | 0 | 8902 | 44049.66 | 35147.66 | 4.9483 | 36053.1 | 0 | 36053.1 | 3484054.82 | -7996.56
44794.25 | 2459 | 782 | 3482 | 844 | 4312 | 8577 | 0 | 8577 | 43835.81 | 35258.81 | 5.1109 | 34736.85 | 0 | 34736.85 | 3474955.86 | -9098.96
44794.2917 | 2174 | 748 | 3289 | 774 | 3987 | 8024 | 0 | 8024 | 43616.84 | 35592.84 | 5.4358 | 32497.2 | 0 | 32497.2 | 3463836.22 | -11119.64
44794.3333 | 2021 | 786 | 3014 | 740 | 3680 | 7480 | 201 | 7681 | 43835.46 | 36154.46 | 5.707 | 30294 | 1698.45 | 31992.45 | 3451993.21 | -11843.01
44794.375 | 1577 | 869 | 2354 | 699 | 3811 | 7033 | 1616 | 8649 | 45891.68 | 37242.68 | 5.306 | 28483.65 | 13655.2 | 42138.85 | 3448240.38 | -3752.83
44794.4167 | 1488 | 940 | 2215 | 785 | 3766 | 6921 | 3467 | 10388 | 49228.21 | 38840.21 | 4.7389 | 28030.05 | 29296.15 | 57326.2 | 3456338.37 | 8097.99
44794.4583 | 1385 | 843 | 2281 | 902 | 3492 | 6616 | 4323 | 10939 | 52299.98 | 41360.98 | 4.7811 | 26794.8 | 36529.35 | 63324.15 | 3467362.54 | 11024.17
44794.5 | 2116 | 718 | 2931 | 1067 | 3056 | 6705 | 5211 | 11916 | 54690.58 | 42774.58 | 4.5897 | 27155.25 | 44032.95 | 71188.2 | 3483860.16 | 16497.62
44794.5417 | 2685 | 605 | 3435 | 1243 | 2749 | 6789 | 6091 | 12880 | 56799.57 | 43919.57 | 4.4099 | 27495.45 | 51468.95 | 78964.4 | 3506024.99 | 22164.83
44794.5833 | 3120 | 371 | 3789 | 1367 | 2464 | 6624 | 6499 | 13123 | 59089.4 | 45966.4 | 4.5027 | 26827.2 | 54916.55 | 81743.75 | 3528679.34 | 22654.35
44794.625 | 3102 | 290 | 3751 | 1363 | 2357 | 6398 | 6908 | 13306 | 61182.76 | 47876.76 | 4.5981 | 25911.9 | 58372.6 | 84284.5 | 3551781.08 | 23101.74
44794.6667 | 3163 | 345 | 3969 | 1265 | 2552 | 6866 | 6339 | 13205 | 62172.22 | 48967.22 | 4.7082 | 27807.3 | 53564.55 | 81371.85 | 3570980.71 | 19199.63
44794.7083 | 3174 | 388 | 4368 | 1197 | 2464 | 7219 | 5496 | 12715 | 62474.29 | 49759.29 | 4.9134 | 29236.95 | 46441.2 | 75678.15 | 3584184.57 | 13203.86
44794.75 | 3085 | 449 | 4636 | 1128 | 2703 | 7788 | 4788 | 12576 | 62608.57 | 50032.57 | 4.9784 | 31541.4 | 40458.6 | 72000 | 3593576 | 9391.43
44794.7917 | 3269 | 431 | 5203 | 1096 | 2968 | 8602 | 3764 | 12366 | 61857.46 | 49491.46 | 5.0022 | 34838.1 | 31805.8 | 66643.9 | 3598362.44 | 4786.44
44794.8333 | 2941 | 488 | 4974 | 952 | 3514 | 8976 | 1293 | 10269 | 60537.62 | 50268.62 | 5.8952 | 36352.8 | 10925.85 | 47278.65 | 3585103.47 | -13258.97
44794.875 | 2557 | 725 | 4518 | 845 | 3676 | 8918 | 22 | 8940 | 59747.11 | 50807.11 | 6.6831 | 36117.9 | 185.9 | 36303.8 | 3561660.16 | -23443.31
44794.9167 | 1895 | 870 | 3899 | 741 | 3464 | 8233 | 0 | 8233 | 57849.41 | 49616.41 | 7.0265 | 33343.65 | 0 | 33343.65 | 3537154.4 | -24505.76
44794.9583 | 1557 | 873 | 3548 | 485 | 3073 | 7494 | 0 | 7494 | 54645.09 | 47151.09 | 7.2918 | 30350.7 | 0 | 30350.7 | 3512860.01 | -24294.39
44795 | 1623 | 911 | 3491 | 365 | 2883 | 7285 | 0 | 7285 | 51110.86 | 43825.86 | 7.0159 | 29504.25 | 0 | 29504.25 | 3491253.4 | -21606.61
44795.0417 | 1911 | 840 | 3753 | 379 | 2927 | 7520 | 0 | 7520 | 48421.26 | 40901.26 | 6.439 | 30456 | 0 | 30456 | 3473288.14 | -17965.26
44795.0833 | 2153 | 796 | 3857 | 382 | 2906 | 7559 | 0 | 7559 | 46457.09 | 38898.09 | 6.1459 | 30613.95 | 0 | 30613.95 | 3457445 | -15843.14
44795.125 | 2223 | 753 | 3937 | 379 | 3336 | 8027 | 0 | 8027 | 45324.89 | 37297.89 | 5.6466 | 32509.35 | 0 | 32509.35 | 3444629.46 | -12815.54
44795.1667 | 2096 | 804 | 3848 | 400 | 3500 | 8152 | 0 | 8152 | 44986.35 | 36834.35 | 5.5184 | 33015.6 | 0 | 33015.6 | 3432658.71 | -11970.75
44795.2083 | 1805 | 843 | 3575 | 488 | 3325 | 7743 | 0 | 7743 | 44979.65 | 37236.65 | 5.8091 | 31359.15 | 0 | 31359.15 | 3419038.21 | -13620.5
44795.25 | 1359 | 814 | 2891 | 649 | 3958 | 7663 | 0 | 7663 | 46250.5 | 38587.5 | 6.0356 | 31035.15 | 0 | 31035.15 | 3403822.86 | -15215.35
44795.2917 | 1104 | 997 | 2335 | 885 | 4896 | 8227 | 0 | 8227 | 48456.74 | 40229.74 | 5.89 | 33319.35 | 0 | 33319.35 | 3388685.47 | -15137.39
44795.3333 | 991 | 1076 | 2260 | 1003 | 5087 | 8424 | 155 | 8579 | 49185.54 | 40606.54 | 5.7332 | 34117.2 | 1309.75 | 35426.95 | 3374926.88 | -13758.59
44795.375 | 1009 | 1125 | 2497 | 1095 | 5326 | 8948 | 1218 | 10166 | 50265.8 | 40099.8 | 4.9445 | 36239.4 | 10292.1 | 46531.5 | 3371192.58 | -3734.3
44795.4167 | 2154 | 1148 | 3899 | 1122 | 5428 | 10475 | 2443 | 12918 | 52388.41 | 39470.41 | 4.0555 | 42423.75 | 20643.35 | 63067.1 | 3381871.27 | 10678.69
44795.4583 | 2646 | 999 | 4343 | 996 | 5482 | 10824 | 3628 | 14452 | 54796.28 | 40344.28 | 3.7916 | 43837.2 | 30656.6 | 74493.8 | 3401568.79 | 19697.52
44795.5 | 2433 | 744 | 3906 | 996 | 5443 | 10093 | 4929 | 15022 | 56866.24 | 41844.24 | 3.7855 | 40876.65 | 41650.05 | 82526.7 | 3427229.25 | 25660.46
44795.5417 | 2286 | 410 | 3605 | 925 | 5272 | 9288 | 5304 | 14592 | 58710.5 | 44118.5 | 4.0235 | 37616.4 | 44818.8 | 82435.2 | 3450953.95 | 23724.7
44795.5833 | 1996 | 445 | 3035 | 785 | 5129 | 8609 | 5512 | 14121 | 60191.98 | 46070.98 | 4.2626 | 34866.45 | 46576.4 | 81442.85 | 3472204.82 | 21250.87
44795.625 | 2016 | 421 | 3144 | 722 | 5519 | 9085 | 5448 | 14533 | 61183.41 | 46650.41 | 4.21 | 36794.25 | 46035.6 | 82829.85 | 3493851.26 | 21646.44
44795.6667 | 2478 | 322 | 3575 | 630 | 5512 | 9409 | 5403 | 14812 | 61753.41 | 46941.41 | 4.1691 | 38106.45 | 45655.35 | 83761.8 | 3515859.65 | 22008.39
44795.7083 | 2713 | 249 | 3928 | 566 | 5277 | 9454 | 4641 | 14095 | 61937.38 | 47842.38 | 4.3943 | 38288.7 | 39216.45 | 77505.15 | 3531427.42 | 15567.77
44795.75 | 3248 | 238 | 4582 | 463 | 4410 | 9230 | 3654 | 12884 | 61478.21 | 48594.21 | 4.7717 | 37381.5 | 30876.3 | 68257.8 | 3538207.01 | 6779.59
44795.7917 | 3304 | 227 | 4699 | 355 | 3723 | 8649 | 2514 | 11163 | 59806.33 | 48643.33 | 5.3575 | 35028.45 | 21243.3 | 56271.75 | 3534672.43 | -3534.58
44795.8333 | 3059 | 172 | 4851 | 182 | 2671 | 7695 | 778 | 8473 | 57818.42 | 49345.42 | 6.8238 | 31164.75 | 6574.1 | 37738.85 | 3514592.86 | -20079.57
44795.875 | 2636 | 133 | 4606 | 72 | 1976 | 6715 | 24 | 6739 | 56805.33 | 50066.33 | 8.4293 | 27195.75 | 202.8 | 27398.55 | 3485186.08 | -29406.78
44795.9167 | 2276 | 143 | 4310 | 52 | 1815 | 6267 | 0 | 6267 | 55256.5 | 48989.5 | 8.8171 | 25381.35 | 0 | 25381.35 | 3455310.93 | -29875.15
44795.9583 | 2043 | 113 | 3935 | 53 | 2061 | 6108 | 0 | 6108 | 52444.33 | 46336.33 | 8.5862 | 24737.4 | 0 | 24737.4 | 3427604 | -27706.93
44796 | 1356 | 116 | 2845 | 25 | 1948 | 4910 | 0 | 4910 | 49094.69 | 44184.69 | 9.9989 | 19885.5 | 0 | 19885.5 | 3398394.81 | -29209.19
44796.0417 | 1064 | 107 | 2155 | 28 | 1573 | 3835 | 0 | 3835 | 46259.05 | 42424.05 | 12.0623 | 15531.75 | 0 | 15531.75 | 3367667.51 | -30727.3
44796.0833 | 998 | 100 | 2092 | 25 | 1220 | 3412 | 0 | 3412 | 44497.36 | 41085.36 | 13.0414 | 13818.6 | 0 | 13818.6 | 3336988.75 | -30678.76
44796.125 | 470 | 129 | 1579 | 29 | 991 | 2699 | 0 | 2699 | 43313.13 | 40614.13 | 16.0478 | 10930.95 | 0 | 10930.95 | 3304606.57 | -32382.18
44796.1667 | 405 | 170 | 1446 | 83 | 841 | 2457 | 0 | 2457 | 42737.87 | 40280.87 | 17.3943 | 9950.85 | 0 | 9950.85 | 3271819.55 | -32787.02
44796.2083 | 314 | 200 | 894 | 170 | 858 | 1952 | 0 | 1952 | 42748.63 | 40796.63 | 21.8999 | 7905.6 | 0 | 7905.6 | 3236976.52 | -34843.03
44796.25 | 401 | 195 | 671 | 278 | 1032 | 1899 | 0 | 1899 | 44100.69 | 42201.69 | 23.2231 | 7690.95 | 0 | 7690.95 | 3200566.78 | -36409.74
44796.2917 | 208 | 160 | 444 | 255 | 1239 | 1843 | 0 | 1843 | 46195.88 | 44352.88 | 25.0656 | 7464.15 | 0 | 7464.15 | 3161835.05 | -38731.73
44796.3333 | 84 | 205 | 317 | 260 | 1398 | 1920 | 133 | 2053 | 47125.95 | 45072.95 | 22.9547 | 7776 | 1123.85 | 8899.85 | 3123608.95 | -38226.1
44796.375 | 11 | 224 | 148 | 267 | 1245 | 1617 | 1546 | 3163 | 47711.57 | 44548.57 | 15.0843 | 6548.85 | 13063.7 | 19612.55 | 3095509.93 | -28099.02
44796.4167 | 76 | 282 | 339 | 161 | 1119 | 1740 | 3219 | 4959 | 49312.56 | 44353.56 | 9.9441 | 7047 | 27200.55 | 34247.55 | 3080444.92 | -15065.01
44796.4583 | 450 | 305 | 757 | 193 | 1304 | 2366 | 4096 | 6462 | 51279.8 | 44817.8 | 7.9356 | 9582.3 | 34611.2 | 44193.5 | 3073358.62 | -7086.3
44796.5 | 591 | 280 | 912 | 170 | 1370 | 2563 | 4801 | 7364 | 53287.87 | 45923.87 | 7.2363 | 10380.15 | 40568.45 | 50948.6 | 3071019.35 | -2339.27
44796.5417 | 449 | 276 | 686 | 163 | 1453 | 2415 | 5740 | 8155 | 55112.77 | 46957.77 | 6.7582 | 9780.75 | 48503 | 58283.75 | 3074190.33 | 3170.98
44796.5833 | 330 | 311 | 502 | 112 | 1635 | 2449 | 6067 | 8516 | 57080.86 | 48564.86 | 6.7028 | 9918.45 | 51266.15 | 61184.6 | 3078294.07 | 4103.74
44796.625 | 169 | 291 | 394 | 80 | 2128 | 2813 | 6097 | 8910 | 58818.7 | 49908.7 | 6.6014 | 11392.65 | 51519.65 | 62912.3 | 3082387.67 | 4093.6
44796.6667 | 248 | 309 | 454 | 73 | 2272 | 3035 | 6236 | 9271 | 60612.7 | 51341.7 | 6.5379 | 12291.75 | 52694.2 | 64985.95 | 3086760.92 | 4373.25
44796.7083 | 646 | 325 | 942 | 71 | 2579 | 3846 | 6377 | 10223 | 62233.97 | 52010.97 | 6.0876 | 15576.3 | 53885.65 | 69461.95 | 3093988.9 | 7227.98
44796.75 | 1226 | 315 | 1627 | 90 | 3028 | 4970 | 5672 | 10642 | 63047.65 | 52405.65 | 5.9244 | 20128.5 | 47928.4 | 68056.9 | 3098998.15 | 5009.25
44796.7917 | 1812 | 502 | 2628 | 150 | 3168 | 6299 | 4388 | 10687 | 62134.09 | 51447.09 | 5.814 | 25510.95 | 37078.6 | 62589.55 | 3099453.61 | 455.46
44796.8333 | 1769 | 470 | 2532 | 178 | 2727 | 5730 | 1317 | 7047 | 60347.89 | 53300.89 | 8.5636 | 23206.5 | 11128.65 | 34335.15 | 3073440.87 | -26012.74
44796.875 | 1490 | 374 | 2182 | 257 | 2398 | 4953 | 22 | 4975 | 59063.63 | 54088.63 | 11.8721 | 20059.65 | 185.9 | 20245.55 | 3034622.79 | -38818.08
44796.9167 | 1178 | 288 | 2221 | 348 | 2383 | 4892 | 0 | 4892 | 57366.31 | 52474.31 | 11.7266 | 19812.6 | 0 | 19812.6 | 2997069.08 | -37553.71
44796.9583 | 1142 | 244 | 2450 | 514 | 2436 | 5131 | 0 | 5131 | 54274.55 | 49143.55 | 10.5778 | 20780.55 | 0 | 20780.55 | 2963575.08 | -33494
44797 | 1087 | 244 | 2268 | 729 | 2428 | 4941 | 0 | 4941 | 50795.58 | 45854.58 | 10.2804 | 20011.05 | 0 | 20011.05 | 2932790.55 | -30784.53
44797.0417 | 924 | 200 | 1896 | 760 | 2061 | 4156 | 0 | 4156 | 47658.53 | 43502.53 | 11.4674 | 16831.8 | 0 | 16831.8 | 2901963.82 | -30826.73
44797.0833 | 954 | 108 | 1965 | 607 | 1767 | 3841 | 0 | 3841 | 45955.97 | 42114.97 | 11.9646 | 15556.05 | 0 | 15556.05 | 2871563.9 | -30399.92
44797.125 | 996 | 54 | 2070 | 466 | 1267 | 3392 | 0 | 3392 | 44729.55 | 41337.55 | 13.1868 | 13737.6 | 0 | 13737.6 | 2840571.95 | -30991.95
44797.1667 | 856 | 72 | 1919 | 332 | 946 | 2938 | 0 | 2938 | 44124.93 | 41186.93 | 15.0187 | 11898.9 | 0 | 11898.9 | 2808345.92 | -32226.03
44797.2083 | 744 | 127 | 1538 | 261 | 782 | 2446 | 0 | 2446 | 43988.93 | 41542.93 | 17.984 | 9906.3 | 0 | 9906.3 | 2774263.29 | -34082.63
44797.25 | 511 | 195 | 1070 | 220 | 711 | 1976 | 0 | 1976 | 44915.9 | 42939.9 | 22.7307 | 8002.8 | 0 | 8002.8 | 2737350.19 | -36913.1
44797.2917 | 285 | 184 | 801 | 154 | 711 | 1696 | 0 | 1696 | 46962.6 | 45266.6 | 27.6902 | 6868.8 | 0 | 6868.8 | 2697256.39 | -40093.8
44797.3333 | 131 | 137 | 505 | 135 | 716 | 1357 | 296 | 1653 | 47575.94 | 45922.94 | 28.7816 | 5495.85 | 2501.2 | 7997.05 | 2657677.5 | -39578.89
44797.375 | 56 | 123 | 205 | 94 | 510 | 838 | 2826 | 3664 | 48578.5 | 44914.5 | 13.2583 | 3393.9 | 23879.7 | 27273.6 | 2636372.6 | -21304.9
44797.4167 | 94 | 66 | 250 | 29 | 232 | 548 | 5190 | 5738 | 50298.79 | 44560.79 | 8.7659 | 2219.4 | 43855.5 | 46074.9 | 2632148.71 | -4223.89
44797.4583 | 285 | 85 | 475 | 31 | 450 | 1010 | 6176 | 7186 | 52467.4 | 45281.4 | 7.3013 | 4090.5 | 52187.2 | 56277.7 | 2635959.01 | 3810.3
44797.5 | 294 | 169 | 457 | 20 | 731 | 1357 | 7053 | 8410 | 54719.2 | 46309.2 | 6.5064 | 5495.85 | 59597.85 | 65093.7 | 2646333.51 | 10374.5
44797.5417 | 156 | 245 | 242 | 22 | 814 | 1301 | 7057 | 8358 | 57217.56 | 48859.56 | 6.8458 | 5269.05 | 59631.65 | 64900.7 | 2654016.65 | 7683.14
44797.5833 | 138 | 308 | 237 | 33 | 1074 | 1618 | 7000 | 8618 | 59705.31 | 51087.31 | 6.928 | 6552.9 | 59150 | 65702.9 | 2660014.24 | 5997.59
44797.625 | 483 | 364 | 614 | 48 | 1320 | 2298 | 7106 | 9404 | 61198.46 | 51794.46 | 6.5077 | 9306.9 | 60045.7 | 69352.6 | 2668168.38 | 8154.14
44797.6667 | 1335 | 415 | 1618 | 58 | 1759 | 3792 | 6894 | 10686 | 62074.32 | 51388.32 | 5.8089 | 15357.6 | 58254.3 | 73611.9 | 2679705.96 | 11537.58
44797.7083 | 1704 | 579 | 2167 | 80 | 2112 | 4858 | 5522 | 10380 | 62680.05 | 52300.05 | 6.0385 | 19674.9 | 46660.9 | 66335.8 | 2683361.71 | 3655.75
44797.75 | 1892 | 614 | 2323 | 132 | 2294 | 5231 | 5239 | 10470 | 62939.53 | 52469.53 | 6.0114 | 21185.55 | 44269.55 | 65455.1 | 2685877.28 | 2515.57
44797.7917 | 2013 | 561 | 2555 | 144 | 2712 | 5829 | 3726 | 9555 | 61970.63 | 52415.63 | 6.4857 | 23607.45 | 31484.7 | 55092.15 | 2678998.8 | -6878.48
44797.8333 | 1614 | 521 | 2696 | 143 | 2915 | 6133 | 1155 | 7288 | 60291.17 | 53003.17 | 8.2727 | 24838.65 | 9759.75 | 34598.4 | 2653306.03 | -25692.77
44797.875 | 1195 | 396 | 2709 | 185 | 2741 | 5846 | 175 | 6021 | 59186.92 | 53165.92 | 9.8301 | 23676.3 | 1478.75 | 25155.05 | 2619274.16 | -34031.87
44797.9167 | 890 | 273 | 2234 | 276 | 3032 | 5539 | 148 | 5687 | 57067.65 | 51380.65 | 10.0348 | 22432.95 | 1250.6 | 23683.55 | 2585890.06 | -33384.1
44797.9583 | 686 | 292 | 1774 | 347 | 2888 | 4954 | 40 | 4994 | 53343.04 | 48349.04 | 10.6814 | 20063.7 | 338 | 20401.7 | 2552948.72 | -32941.34
44798 | 612 | 324 | 1388 | 354 | 2496 | 4208 | 0 | 4208 | 49512.95 | 45304.95 | 11.7664 | 17042.4 | 0 | 17042.4 | 2520478.17 | -32470.55
44798.0417 | 533 | 305 | 1153 | 346 | 2012 | 3470 | 0 | 3470 | 46557.51 | 43087.51 | 13.4171 | 14053.5 | 0 | 14053.5 | 2487974.16 | -32504.01
44798.0833 | 432 | 246 | 929 | 355 | 1799 | 2974 | 0 | 2974 | 44586.14 | 41612.14 | 14.992 | 12044.7 | 0 | 12044.7 | 2455432.72 | -32541.44
44798.125 | 271 | 216 | 746 | 258 | 1404 | 2366 | 0 | 2366 | 43325.4 | 40959.4 | 18.3117 | 9582.3 | 0 | 9582.3 | 2421689.62 | -33743.1
44798.1667 | 238 | 202 | 760 | 167 | 1111 | 2073 | 0 | 2073 | 42421.76 | 40348.76 | 20.4639 | 8395.65 | 0 | 8395.65 | 2387663.51 | -34026.11
44798.2083 | 181 | 138 | 623 | 144 | 904 | 1665 | 0 | 1665 | 42396.31 | 40731.31 | 25.4632 | 6743.25 | 0 | 6743.25 | 2352010.45 | -35653.06
44798.25 | 106 | 154 | 505 | 107 | 752 | 1412 | 0 | 1412 | 43553.33 | 42141.33 | 30.8451 | 5718.6 | 0 | 5718.6 | 2314175.72 | -37834.73
44798.2917 | 75 | 136 | 452 | 96 | 720 | 1307 | 0 | 1307 | 45784 | 44477 | 35.0298 | 5293.35 | 0 | 5293.35 | 2273685.07 | -40490.65
44798.3333 | 82 | 124 | 434 | 140 | 674 | 1233 | 394 | 1627 | 46445.2 | 44818.2 | 28.5465 | 4993.65 | 3329.3 | 8322.95 | 2235562.82 | -38122.25
44798.375 | 13 | 81 | 194 | 132 | 458 | 734 | 3455 | 4189 | 47932.77 | 43743.77 | 11.4425 | 2972.7 | 29194.75 | 32167.45 | 2219797.5 | -15765.32
44798.4167 | 42 | 112 | 106 | 54 | 306 | 524 | 5605 | 6129 | 50529.41 | 44400.41 | 8.2443 | 2122.2 | 47362.25 | 49484.45 | 2218752.54 | -1044.96
44798.4583 | 326 | 204 | 433 | 34 | 202 | 839 | 6600 | 7439 | 53992.3 | 46553.3 | 7.258 | 3397.95 | 55770 | 59167.95 | 2223928.19 | 5175.65
44798.5 | 589 | 261 | 611 | 7 | 142 | 1013 | 7039 | 8052 | 57255.84 | 49203.84 | 7.1108 | 4102.65 | 59479.55 | 63582.2 | 2230254.55 | 6326.36
44798.5417 | 261 | 288 | 279 | 0 | 215 | 781 | 7082 | 7863 | 60066.83 | 52203.83 | 7.6392 | 3163.05 | 59842.9 | 63005.95 | 2233193.67 | 2939.12
44798.5833 | 217 | 286 | 360 | 2 | 406 | 1052 | 7151 | 8203 | 62791.63 | 54588.63 | 7.6547 | 4260.6 | 60425.95 | 64686.55 | 2235088.59 | 1894.92
44798.625 | 612 | 283 | 1232 | 22 | 684 | 2198 | 7128 | 9326 | 64825.66 | 55499.66 | 6.9511 | 8901.9 | 60231.6 | 69133.5 | 2239396.43 | 4307.84
44798.6667 | 843 | 285 | 1793 | 53 | 919 | 2997 | 6184 | 9181 | 66549.41 | 57368.41 | 7.2486 | 12137.85 | 52254.8 | 64392.65 | 2237239.67 | -2156.76
44798.7083 | 432 | 286 | 1358 | 56 | 1217 | 2862 | 6213 | 9075 | 67663.38 | 58588.38 | 7.456 | 11591.1 | 52499.85 | 64090.95 | 2233667.24 | -3572.43
44798.75 | 314 | 315 | 809 | 55 | 1288 | 2412 | 6088 | 8500 | 67514.18 | 59014.18 | 7.9428 | 9768.6 | 51443.6 | 61212.2 | 2227365.26 | -6301.98
44798.7917 | 408 | 333 | 774 | 50 | 1278 | 2384 | 4890 | 7274 | 66248.26 | 58974.26 | 9.1075 | 9655.2 | 41320.5 | 50975.7 | 2212092.7 | -15272.56
44798.8333 | 519 | 340 | 992 | 94 | 1402 | 2734 | 1700 | 4434 | 63808.32 | 59374.32 | 14.3907 | 11072.7 | 14365 | 25437.7 | 2173722.08 | -38370.62
44798.875 | 350 | 470 | 780 | 123 | 1857 | 3108 | 26 | 3134 | 61971.53 | 58837.53 | 19.7739 | 12587.4 | 219.7 | 12807.1 | 2124557.65 | -49164.43
44798.9167 | 224 | 584 | 583 | 239 | 2718 | 3884 | 0 | 3884 | 59846.72 | 55962.72 | 15.4085 | 15730.2 | 0 | 15730.2 | 2080441.13 | -44116.52
44798.9583 | 71 | 618 | 410 | 451 | 3691 | 4719 | 0 | 4719 | 56175.4 | 51456.4 | 11.9041 | 19111.95 | 0 | 19111.95 | 2043377.68 | -37063.45
44799 | 30 | 691 | 378 | 600 | 3935 | 5004 | 0 | 5004 | 52187.17 | 47183.17 | 10.4291 | 20266.2 | 0 | 20266.2 | 2011456.71 | -31920.97
44799.0417 | 90 | 835 | 507 | 757 | 4054 | 5395 | 0 | 5395 | 48704.76 | 43309.76 | 9.0278 | 21849.75 | 0 | 21849.75 | 1984601.7 | -26855.01
44799.0833 | 129 | 667 | 634 | 860 | 4092 | 5392 | 0 | 5392 | 46422.68 | 41030.68 | 8.6095 | 21837.6 | 0 | 21837.6 | 1960016.62 | -24585.08
44799.125 | 140 | 452 | 818 | 989 | 3972 | 5243 | 0 | 5243 | 44977.55 | 39734.55 | 8.5786 | 21234.15 | 0 | 21234.15 | 1936273.22 | -23743.4
44799.1667 | 84 | 268 | 718 | 1044 | 3587 | 4573 | 0 | 4573 | 43857.61 | 39284.61 | 9.5906 | 18520.65 | 0 | 18520.65 | 1910936.26 | -25336.96
44799.2083 | 15 | 158 | 586 | 982 | 3075 | 3819 | 0 | 3819 | 43535.76 | 39716.76 | 11.3998 | 15466.95 | 0 | 15466.95 | 1882867.45 | -28068.81
44799.25 | 23 | 94 | 408 | 1036 | 2971 | 3473 | 0 | 3473 | 44581.51 | 41108.51 | 12.8366 | 14065.65 | 0 | 14065.65 | 1852351.59 | -30515.86
44799.2917 | 38 | 79 | 237 | 1005 | 2495 | 2812 | 0 | 2812 | 46643.88 | 43831.88 | 16.5874 | 11388.6 | 0 | 11388.6 | 1817096.31 | -35255.28
44799.3333 | 41 | 93 | 190 | 984 | 1998 | 2280 | 460 | 2740 | 47293.23 | 44553.23 | 17.2603 | 9234 | 3887 | 13121 | 1782924.08 | -34172.23
44799.375 | 28 | 34 | 67 | 826 | 1244 | 1345 | 4255 | 5600 | 48886.63 | 43286.63 | 8.7298 | 5447.25 | 35954.75 | 41402 | 1775439.45 | -7484.63
44799.4167 | 19 | 3 | 45 | 610 | 738 | 786 | 7583 | 8369 | 52187.12 | 43818.12 | 6.2358 | 3183.3 | 64076.35 | 67259.65 | 1790511.98 | 15072.53
44799.4583 | 49 | 11 | 58 | 734 | 867 | 936 | 8582 | 9518 | 55885.57 | 46367.57 | 5.8716 | 3790.8 | 72517.9 | 76308.7 | 1810935.11 | 20423.13
44799.5 | 27 | 49 | 28 | 617 | 783 | 860 | 8637 | 9497 | 59565.37 | 50068.37 | 6.272 | 3483 | 72982.65 | 76465.65 | 1827835.39 | 16900.28
44799.5417 | 29 | 86 | 54 | 377 | 558 | 698 | 8116 | 8814 | 62869.18 | 54055.18 | 7.1329 | 2826.9 | 68580.2 | 71407.1 | 1836373.31 | 8537.92
44799.5833 | 265 | 111 | 465 | 203 | 508 | 1084 | 7535 | 8619 | 65366.98 | 56747.98 | 7.5841 | 4390.2 | 63670.75 | 68060.95 | 1839067.28 | 2693.97
44799.625 | 721 | 145 | 1208 | 218 | 668 | 2021 | 6572 | 8593 | 66999.77 | 58406.77 | 7.797 | 8185.05 | 55533.4 | 63718.45 | 1835785.96 | -3281.32
44799.6667 | 580 | 168 | 1130 | 358 | 944 | 2243 | 6591 | 8834 | 67720.73 | 58886.73 | 7.6659 | 9084.15 | 55693.95 | 64778.1 | 1832843.33 | -2942.63
44799.7083 | 754 | 174 | 1421 | 524 | 1100 | 2695 | 7026 | 9721 | 68301.32 | 58580.32 | 7.0262 | 10914.75 | 59369.7 | 70284.45 | 1834826.46 | 1983.13
44799.75 | 495 | 174 | 1168 | 782 | 1396 | 2737 | 6627 | 9364 | 68015.28 | 58651.28 | 7.2635 | 11084.85 | 55998.15 | 67083 | 1833894.18 | -932.28
44799.7917 | 368 | 199 | 1081 | 940 | 1808 | 3087 | 5318 | 8405 | 66328.16 | 57923.16 | 7.8915 | 12502.35 | 44937.1 | 57439.45 | 1825005.47 | -8888.71
44799.8333 | 468 | 231 | 1087 | 1264 | 2674 | 3992 | 1606 | 5598 | 63681.34 | 58083.34 | 11.3757 | 16167.6 | 13570.7 | 29738.3 | 1791062.43 | -33943.04
44799.875 | 478 | 373 | 1084 | 1812 | 3913 | 5369 | 32 | 5401 | 61680.81 | 56279.81 | 11.4203 | 21744.45 | 270.4 | 22014.85 | 1751396.47 | -39665.96
44799.9167 | 523 | 656 | 1359 | 2460 | 5923 | 7938 | 0 | 7938 | 59362.4 | 51424.4 | 7.4783 | 32148.9 | 0 | 32148.9 | 1724182.97 | -27213.5
44799.9583 | 536 | 898 | 1537 | 2780 | 7935 | 10370 | 0 | 10370 | 56286.85 | 45916.85 | 5.4279 | 41998.5 | 0 | 41998.5 | 1709894.62 | -14288.35
44800 | 739 | 977 | 1762 | 3036 | 9297 | 12037 | 0 | 12037 | 53110.53 | 41073.53 | 4.4123 | 48749.85 | 0 | 48749.85 | 1705533.94 | -4360.68
44800.0417 | 951 | 918 | 2166 | 3248 | 9786 | 12870 | 0 | 12870 | 50086.4 | 37216.4 | 3.8917 | 52123.5 | 0 | 52123.5 | 1707571.04 | 2037.1
44800.0833 | 1002 | 788 | 2284 | 3169 | 9231 | 12303 | 0 | 12303 | 47625.84 | 35322.84 | 3.8711 | 49827.15 | 0 | 49827.15 | 1709772.35 | 2201.31
44800.125 | 968 | 667 | 2404 | 3015 | 9033 | 12104 | 0 | 12104 | 45959.97 | 33855.97 | 3.7971 | 49021.2 | 0 | 49021.2 | 1712833.58 | 3061.23
44800.1667 | 886 | 666 | 2268 | 2952 | 8888 | 11821 | 0 | 11821 | 44658.18 | 32837.18 | 3.7779 | 47875.05 | 0 | 47875.05 | 1716050.45 | 3216.87
44800.2083 | 607 | 600 | 1690 | 2698 | 8092 | 10381 | 0 | 10381 | 43687.33 | 33306.33 | 4.2084 | 42043.05 | 0 | 42043.05 | 1714406.17 | -1644.28
44800.25 | 478 | 545 | 1444 | 2428 | 7238 | 9227 | 0 | 9227 | 43571.45 | 34344.45 | 4.7222 | 37369.35 | 0 | 37369.35 | 1708204.07 | -6202.1
44800.2917 | 300 | 522 | 1319 | 2537 | 7242 | 9083 | 0 | 9083 | 43830.04 | 34747.04 | 4.8255 | 36786.15 | 0 | 36786.15 | 1701160.18 | -7043.89
44800.3333 | 102 | 358 | 986 | 2629 | 6962 | 8306 | 452 | 8758 | 44216.77 | 35458.77 | 5.0487 | 33639.3 | 3819.4 | 37458.7 | 1694402.11 | -6758.07
44800.375 | 35 | 149 | 525 | 2272 | 5398 | 6072 | 4260 | 10332 | 46878.51 | 36546.51 | 4.5372 | 24591.6 | 35997 | 60588.6 | 1708112.2 | 13710.09
44800.4167 | 48 | 57 | 499 | 2024 | 4594 | 5150 | 7570 | 12720 | 50845.67 | 38125.67 | 3.9973 | 20857.5 | 63966.5 | 84824 | 1742090.53 | 33978.33
44800.4583 | 144 | 77 | 502 | 2301 | 5518 | 6097 | 8992 | 15089 | 55173.71 | 40084.71 | 3.6566 | 24692.85 | 75982.4 | 100675.25 | 1787592.07 | 45501.54
44800.5 | 94 | 79 | 333 | 2745 | 5849 | 6261 | 9194 | 15455 | 59044.97 | 43589.97 | 3.8204 | 25357.05 | 77689.3 | 103046.35 | 1831593.45 | 44001.38
44800.5417 | 288 | 67 | 553 | 2850 | 5651 | 6270 | 9220 | 15490 | 62277.04 | 46787.04 | 4.0205 | 25393.5 | 77909 | 103302.5 | 1872618.91 | 41025.46
44800.5833 | 882 | 78 | 1267 | 2884 | 5462 | 6807 | 9177 | 15984 | 64846.52 | 48862.52 | 4.057 | 27568.35 | 77545.65 | 105114 | 1912886.39 | 40267.48
44800.625 | 1113 | 92 | 1672 | 2710 | 5179 | 6943 | 8518 | 15461 | 66657.66 | 51196.66 | 4.3113 | 28119.15 | 71977.1 | 100096.25 | 1946324.98 | 33438.59
44800.6667 | 1459 | 153 | 2224 | 2764 | 5077 | 7454 | 8106 | 15560 | 67825.4 | 52265.4 | 4.359 | 30188.7 | 68495.7 | 98684.4 | 1977183.98 | 30859
44800.7083 | 2058 | 216 | 2949 | 2898 | 4976 | 8140 | 7965 | 16105 | 68653.68 | 52548.68 | 4.2629 | 32967 | 67304.25 | 100271.25 | 2008801.55 | 31617.57
44800.75 | 2716 | 354 | 4096 | 2910 | 4888 | 9337 | 7815 | 17152 | 69101.96 | 51949.96 | 4.0288 | 37814.85 | 66036.75 | 103851.6 | 2043551.19 | 34749.64
44800.7917 | 3061 | 778 | 4955 | 2979 | 5370 | 11103 | 6169 | 17272 | 67764.26 | 50492.26 | 3.9234 | 44967.15 | 52128.05 | 97095.2 | 2072882.13 | 29330.94
44800.8333 | 2562 | 963 | 4548 | 2751 | 5790 | 11300 | 1733 | 13033 | 65023.24 | 51990.24 | 4.9891 | 45765 | 14643.85 | 60408.85 | 2068267.74 | -4614.39
44800.875 | 1883 | 1183 | 4135 | 2374 | 6927 | 12245 | 7 | 12252 | 62887.41 | 50635.41 | 5.1328 | 49592.25 | 59.15 | 49651.4 | 2055031.73 | -13236.01
44800.9167 | 1474 | 1427 | 3931 | 2179 | 8688 | 14045 | 0 | 14045 | 60561.06 | 46516.06 | 4.3119 | 56882.25 | 0 | 56882.25 | 2051352.92 | -3678.81
44800.9583 | 1333 | 1495 | 3642 | 2054 | 10311 | 15447 | 0 | 15447 | 57579.67 | 42132.67 | 3.7276 | 62560.35 | 0 | 62560.35 | 2056333.6 | 4980.68
44801 | 1158 | 1673 | 3319 | 2091 | 12195 | 17186 | 0 | 17186 | 54513.95 | 37327.95 | 3.172 | 69603.3 | 0 | 69603.3 | 2071422.95 | 15089.35
44801.0417 | 885 | 1714 | 2774 | 2225 | 12746 | 17234 | 0 | 17234 | 51534.58 | 34300.58 | 2.9903 | 69797.7 | 0 | 69797.7 | 2089686.07 | 18263.12
44801.0833 | 945 | 1665 | 2775 | 2602 | 13425 | 17865 | 0 | 17865 | 49161.81 | 31296.81 | 2.7519 | 72353.25 | 0 | 72353.25 | 2112877.51 | 23191.44
44801.125 | 983 | 1726 | 2579 | 2820 | 13865 | 18170 | 0 | 18170 | 47425.4 | 29255.4 | 2.6101 | 73588.5 | 0 | 73588.5 | 2139040.61 | 26163.1
44801.1667 | 705 | 1656 | 2133 | 2709 | 13389 | 17177 | 0 | 17177 | 45937.45 | 28760.45 | 2.6744 | 69566.85 | 0 | 69566.85 | 2162670.01 | 23629.4
44801.2083 | 415 | 1525 | 1567 | 2356 | 12302 | 15394 | 0 | 15394 | 44867 | 29473 | 2.9146 | 62345.7 | 0 | 62345.7 | 2180148.71 | 17478.7
44801.25 | 191 | 1374 | 1222 | 2422 | 11719 | 14315 | 0 | 14315 | 44431.16 | 30116.16 | 3.1038 | 57975.75 | 0 | 57975.75 | 2193693.3 | 13544.59
44801.2917 | 66 | 1274 | 1064 | 2689 | 11737 | 14075 | 0 | 14075 | 44383.14 | 30308.14 | 3.1533 | 57003.75 | 0 | 57003.75 | 2206313.91 | 12620.61
44801.3333 | 29 | 1168 | 1044 | 2795 | 11754 | 13966 | 585 | 14551 | 44563.46 | 30012.46 | 3.0626 | 56562.3 | 4943.25 | 61505.55 | 2223256 | 16942.09
44801.375 | 18 | 971 | 805 | 2408 | 10439 | 12215 | 5059 | 17274 | 47344.4 | 30070.4 | 2.7408 | 49470.75 | 42748.55 | 92219.3 | 2268130.9 | 44874.9
44801.4167 | 26 | 1052 | 852 | 2189 | 10409 | 12314 | 8523 | 20837 | 51793.5 | 30956.5 | 2.4857 | 49871.7 | 72019.35 | 121891.05 | 2338228.45 | 70097.55
44801.4583 | 80 | 939 | 903 | 1938 | 8843 | 10685 | 9438 | 20123 | 56018.96 | 35895.96 | 2.7838 | 43274.25 | 79751.1 | 123025.35 | 2405234.84 | 67006.39
44801.5 | 124 | 858 | 816 | 1725 | 6797 | 8471 | 9731 | 18202 | 60020.04 | 41818.04 | 3.2974 | 34307.55 | 82226.95 | 116534.5 | 2461749.3 | 56514.46
44801.5417 | 251 | 785 | 994 | 1574 | 6017 | 7796 | 9646 | 17442 | 63731.04 | 46289.04 | 3.6539 | 31573.8 | 81508.7 | 113082.5 | 2511100.76 | 49351.46
44801.5833 | 413 | 745 | 1229 | 1422 | 5357 | 7331 | 9273 | 16604 | 66779.51 | 50175.51 | 4.0219 | 29690.55 | 78356.85 | 108047.4 | 2552368.65 | 41267.89
44801.625 | 794 | 827 | 1748 | 1262 | 4692 | 7267 | 8902 | 16169 | 68982.35 | 52813.35 | 4.2663 | 29431.35 | 75221.9 | 104653.25 | 2588039.55 | 35670.9
44801.6667 | 1364 | 862 | 2511 | 1074 | 4424 | 7797 | 8361 | 16158 | 70308.54 | 54150.54 | 4.3513 | 31577.85 | 70650.45 | 102228.3 | 2619959.31 | 31919.76
44801.7083 | 2119 | 908 | 3446 | 928 | 4747 | 9102 | 6346 | 15448 | 70961.89 | 55513.89 | 4.5936 | 36863.1 | 53623.7 | 90486.8 | 2639484.22 | 19524.91
44801.75 | 2160 | 1136 | 3825 | 893 | 6487 | 11448 | 5844 | 17292 | 71145.48 | 53853.48 | 4.1144 | 46364.4 | 49381.8 | 95746.2 | 2664084.94 | 24600.72
44801.7917 | 2089 | 1376 | 4394 | 1355 | 9820 | 15590 | 4710 | 20300 | 69810.24 | 49510.24 | 3.4389 | 63139.5 | 39799.5 | 102939 | 2697213.7 | 33128.76
44801.8333 | 1947 | 1443 | 4649 | 1335 | 11412 | 17504 | 1360 | 18864 | 67408.08 | 48544.08 | 3.5734 | 70891.2 | 11492 | 82383.2 | 2712188.82 | 14975.12
44801.875 | 1073 | 1320 | 3472 | 1303 | 11206 | 15999 | 14 | 16013 | 65502.41 | 49489.41 | 4.0906 | 64795.95 | 118.3 | 64914.25 | 2711600.66 | -588.16
44801.9167 | 607 | 1469 | 2896 | 2023 | 12572 | 16937 | 0 | 16937 | 63035.45 | 46098.45 | 3.7218 | 68594.85 | 0 | 68594.85 | 2717160.06 | 5559.4
44801.9583 | 304 | 1411 | 2266 | 2043 | 12507 | 16184 | 0 | 16184 | 59008.25 | 42824.25 | 3.6461 | 65545.2 | 0 | 65545.2 | 2723697.01 | 6536.95
44802 | 310 | 1253 | 1821 | 1862 | 11393 | 14466 | 0 | 14466 | 54824.98 | 40358.98 | 3.7899 | 58587.3 | 0 | 58587.3 | 2727459.33 | 3762.32
44802.0417 | 698 | 1188 | 2092 | 1551 | 10461 | 13741 | 0 | 13741 | 51038.8 | 37297.8 | 3.7143 | 55651.05 | 0 | 55651.05 | 2732071.58 | 4612.25
44802.0833 | 1135 | 1149 | 2394 | 1643 | 8712 | 12256 | 0 | 12256 | 48578.93 | 36322.93 | 3.9637 | 49636.8 | 0 | 49636.8 | 2733129.45 | 1057.87
44802.125 | 1149 | 1230 | 2377 | 1856 | 7470 | 11077 | 0 | 11077 | 47095.08 | 36018.08 | 4.2516 | 44861.85 | 0 | 44861.85 | 2730896.22 | -2233.23
44802.1667 | 795 | 1234 | 1974 | 1987 | 6776 | 9984 | 0 | 9984 | 46289.08 | 36305.08 | 4.6363 | 40435.2 | 0 | 40435.2 | 2725042.34 | -5853.88
44802.2083 | 655 | 1081 | 1774 | 1751 | 6551 | 9405 | 0 | 9405 | 46221.34 | 36816.34 | 4.9145 | 38090.25 | 0 | 38090.25 | 2716911.25 | -8131.09
44802.25 | 757 | 920 | 1872 | 1028 | 5841 | 8633 | 0 | 8633 | 47155.96 | 38522.96 | 5.4623 | 34963.65 | 0 | 34963.65 | 2704718.94 | -12192.31
44802.2917 | 722 | 881 | 1906 | 718 | 6103 | 8891 | 0 | 8891 | 49499.46 | 40608.46 | 5.5674 | 36008.55 | 0 | 36008.55 | 2691228.03 | -13490.91
44802.3333 | 511 | 873 | 1493 | 337 | 6198 | 8564 | 392 | 8956 | 50000.27 | 41044.27 | 5.5829 | 34684.2 | 3312.4 | 37996.6 | 2679224.36 | -12003.67
44802.375 | 242 | 798 | 862 | 257 | 5794 | 7455 | 3621 | 11076 | 51007.32 | 39931.32 | 4.6052 | 30192.75 | 30597.45 | 60790.2 | 2689007.24 | 9782.88
44802.4167 | 407 | 803 | 1194 | 158 | 6298 | 8295 | 6556 | 14851 | 53613.87 | 38762.87 | 3.6101 | 33594.75 | 55398.2 | 88992.95 | 2724386.32 | 35379.08
44802.4583 | 707 | 532 | 1512 | 193 | 6039 | 8083 | 7974 | 16057 | 57330.44 | 41273.44 | 3.5704 | 32736.15 | 67380.3 | 100116.45 | 2767172.33 | 42786.01
44802.5 | 1145 | 290 | 1628 | 342 | 4983 | 6902 | 8457 | 15359 | 60310.05 | 44951.05 | 3.9267 | 27953.1 | 71461.65 | 99414.75 | 2806277.03 | 39104.7
44802.5417 | 1832 | 210 | 2287 | 295 | 3585 | 6081 | 8558 | 14639 | 63551.97 | 48912.97 | 4.3413 | 24628.05 | 72315.1 | 96943.15 | 2839668.21 | 33391.18
44802.5833 | 2439 | 105 | 2979 | 362 | 3029 | 6113 | 8078 | 14191 | 66221.06 | 52030.06 | 4.6664 | 24757.65 | 68259.1 | 93016.75 | 2866463.9 | 26795.69
44802.625 | 3083 | 126 | 3917 | 416 | 2859 | 6902 | 7722 | 14624 | 67747.69 | 53123.69 | 4.6326 | 27953.1 | 65250.9 | 93204 | 2891920.21 | 25456.31
44802.6667 | 3060 | 146 | 4479 | 487 | 3450 | 8075 | 7115 | 15190 | 68414.87 | 53224.87 | 4.5039 | 32703.75 | 60121.75 | 92825.5 | 2916330.84 | 24410.63
44802.7083 | 2534 | 253 | 4310 | 1202 | 5464 | 10027 | 6385 | 16412 | 68708.53 | 52296.53 | 4.1865 | 40609.35 | 53953.25 | 94562.6 | 2942184.91 | 25854.07
44802.75 | 2570 | 514 | 4546 | 1580 | 5819 | 10879 | 5250 | 16129 | 68229.36 | 52100.36 | 4.2302 | 44059.95 | 44362.5 | 88422.45 | 2962378 | 20193.09
44802.7917 | 2598 | 844 | 4756 | 1244 | 5984 | 11584 | 2603 | 14187 | 66704.65 | 52517.65 | 4.7018 | 46915.2 | 21995.35 | 68910.55 | 2964583.9 | 2205.9
44802.8333 | 2594 | 997 | 4545 | 1359 | 6376 | 11917 | 544 | 12461 | 64263.43 | 51802.43 | 5.1572 | 48263.85 | 4596.8 | 52860.65 | 2953181.12 | -11402.78
44802.875 | 2257 | 1137 | 4258 | 1403 | 7772 | 13167 | 9 | 13176 | 62448.6 | 49272.6 | 4.7396 | 53326.35 | 76.05 | 53402.4 | 2944134.92 | -9046.2
44802.9167 | 1676 | 1080 | 3640 | 1745 | 10269 | 14989 | 0 | 14989 | 59579.05 | 44590.05 | 3.9749 | 60705.45 | 0 | 60705.45 | 2945261.32 | 1126.4
44802.9583 | 1271 | 1054 | 3653 | 1460 | 11307 | 16013 | 0 | 16013 | 55160.91 | 39147.91 | 3.4448 | 64852.65 | 0 | 64852.65 | 2954953.06 | 9691.74
44803 | 1379 | 952 | 3812 | 1303 | 8299 | 13063 | 0 | 13063 | 51111.29 | 38048.29 | 3.9127 | 52905.15 | 0 | 52905.15 | 2956746.92 | 1793.86
44803.0417 | 1689 | 542 | 3677 | 937 | 5965 | 10184 | 0 | 10184 | 48284.56 | 38100.56 | 4.7412 | 41245.2 | 0 | 41245.2 | 2949707.56 | -7039.36
44803.0833 | 1509 | 357 | 3297 | 426 | 4042 | 7696 | 0 | 7696 | 46281.46 | 38585.46 | 6.0137 | 31168.8 | 0 | 31168.8 | 2934594.9 | -15112.66
44803.125 | 1169 | 321 | 2937 | 340 | 3114 | 6372 | 0 | 6372 | 45225.71 | 38853.71 | 7.0976 | 25806.6 | 0 | 25806.6 | 2915175.79 | -19419.11
44803.1667 | 880 | 396 | 2577 | 210 | 2622 | 5596 | 0 | 5596 | 44773.28 | 39177.28 | 8.0009 | 22663.8 | 0 | 22663.8 | 2893066.31 | -22109.48
44803.2083 | 778 | 402 | 2269 | 226 | 2175 | 4846 | 0 | 4846 | 44859.33 | 40013.33 | 9.257 | 19626.3 | 0 | 19626.3 | 2867833.28 | -25233.03
44803.25 | 641 | 214 | 1829 | 461 | 2307 | 4350 | 0 | 4350 | 46262.84 | 41912.84 | 10.6351 | 17617.5 | 0 | 17617.5 | 2839187.94 | -28645.34
44803.2917 | 594 | 128 | 1682 | 620 | 2159 | 3969 | 0 | 3969 | 48659.02 | 44690.02 | 12.2598 | 16074.45 | 0 | 16074.45 | 2806603.37 | -32584.57
44803.3333 | 663 | 148 | 1981 | 522 | 2538 | 4666 | 106 | 4772 | 49210.72 | 44438.72 | 10.3124 | 18897.3 | 895.7 | 19793 | 2777185.65 | -29417.72
44803.375 | 676 | 187 | 1984 | 506 | 2295 | 4466 | 1635 | 6101 | 50251 | 44150 | 8.2365 | 18087.3 | 13815.75 | 31903.05 | 2758837.7 | -18347.95
44803.4167 | 1088 | 113 | 2418 | 395 | 1984 | 4514 | 4016 | 8530 | 52224.73 | 43694.73 | 6.1225 | 18281.7 | 33935.2 | 52216.9 | 2758829.87 | -7.83
44803.4583 | 1454 | 96 | 2771 | 441 | 1805 | 4672 | 4486 | 9158 | 54659.2 | 45501.2 | 5.9685 | 18921.6 | 37906.7 | 56828.3 | 2760998.97 | 2169.1
44803.5 | 1325 | 74 | 2356 | 570 | 1821 | 4251 | 5206 | 9457 | 56684.98 | 47227.98 | 5.994 | 17216.55 | 43990.7 | 61207.25 | 2765521.24 | 4522.27
44803.5417 | 1219 | 65 | 2022 | 733 | 1995 | 4082 | 5456 | 9538 | 58179.81 | 48641.81 | 6.0998 | 16532.1 | 46103.2 | 62635.3 | 2769976.73 | 4455.49
44803.5833 | 1305 | 141 | 2158 | 625 | 1983 | 4282 | 5632 | 9914 | 59631.33 | 49717.33 | 6.0149 | 17342.1 | 47590.4 | 64932.5 | 2775277.9 | 5301.17
44803.625 | 1153 | 304 | 2127 | 613 | 1883 | 4314 | 5294 | 9608 | 60113.17 | 50505.17 | 6.2566 | 17471.7 | 44734.3 | 62206 | 2777370.73 | 2092.83
44803.6667 | 1402 | 521 | 2550 | 754 | 2105 | 5176 | 5080 | 10256 | 59999.51 | 49743.51 | 5.8502 | 20962.8 | 42926 | 63888.8 | 2781260.02 | 3889.29
44803.7083 | 1489 | 524 | 3195 | 743 | 2708 | 6427 | 3932 | 10359 | 59567.35 | 49208.35 | 5.7503 | 26029.35 | 33225.4 | 59254.75 | 2780947.42 | -312.6
44803.75 | 1481 | 240 | 2984 | 811 | 2652 | 5876 | 2907 | 8783 | 58329.6 | 49546.6 | 6.6412 | 23797.8 | 24564.15 | 48361.95 | 2770979.77 | -9967.65
44803.7917 | 1543 | 114 | 2679 | 629 | 2698 | 5492 | 1723 | 7215 | 56684.06 | 49469.06 | 7.8564 | 22242.6 | 14559.35 | 36801.95 | 2751097.66 | -19882.11
44803.8333 | 1120 | 78 | 2042 | 694 | 2273 | 4392 | 569 | 4961 | 55392.43 | 50431.43 | 11.1656 | 17787.6 | 4808.05 | 22595.65 | 2718300.88 | -32796.78
44803.875 | 1038 | 27 | 2074 | 760 | 1743 | 3844 | 18 | 3862 | 55335.91 | 51473.91 | 14.3283 | 15568.2 | 152.1 | 15720.3 | 2678685.27 | -39615.61
44803.9167 | 948 | 35 | 1834 | 561 | 1242 | 3111 | 0 | 3111 | 53737.9 | 50626.9 | 17.2735 | 12599.55 | 0 | 12599.55 | 2637546.92 | -41138.35
44803.9583 | 648 | 64 | 1480 | 496 | 1249 | 2794 | 0 | 2794 | 50918.3 | 48124.3 | 18.2242 | 11315.7 | 0 | 11315.7 | 2597944.32 | -39602.6
44804 | 829 | 29 | 1721 | 350 | 775 | 2525 | 0 | 2525 | 47899.1 | 45374.1 | 18.9699 | 10226.25 | 0 | 10226.25 | 2560271.47 | -37672.85
44804.0417 | 619 | 11 | 1821 | 133 | 429 | 2260 | 0 | 2260 | 45535.88 | 43275.88 | 20.1486 | 9153 | 0 | 9153 | 2523888.59 | -36382.88
44804.0833 | 332 | 13 | 1460 | 56 | 344 | 1817 | 0 | 1817 | 43818.86 | 42001.86 | 24.116 | 7358.85 | 0 | 7358.85 | 2487428.58 | -36460.01
44804.125 | 399 | 4 | 1247 | 35 | 493 | 1744 | 0 | 1744 | 42804 | 41060 | 24.5436 | 7063.2 | 0 | 7063.2 | 2451687.78 | -35740.8
44804.1667 | 281 | 20 | 932 | 28 | 485 | 1437 | 0 | 1437 | 42202.2 | 40765.2 | 29.3683 | 5819.85 | 0 | 5819.85 | 2415305.43 | -36382.35
44804.2083 | 171 | 15 | 690 | 21 | 369 | 1074 | 0 | 1074 | 42543.89 | 41469.89 | 39.6126 | 4349.7 | 0 | 4349.7 | 2377111.24 | -38194.19
44804.25 | 79 | 4 | 575 | 53 | 383 | 962 | 0 | 962 | 43959.56 | 42997.56 | 45.696 | 3896.1 | 0 | 3896.1 | 2337047.78 | -40063.46
44804.2917 | 60 | 8 | 502 | 180 | 533 | 1043 | 0 | 1043 | 46351.27 | 45308.27 | 44.4403 | 4224.15 | 0 | 4224.15 | 2294920.66 | -42127.12
44804.3333 | 32 | 17 | 382 | 365 | 924 | 1323 | 224 | 1547 | 46977.64 | 45430.64 | 30.3669 | 5358.15 | 1892.8 | 7250.95 | 2255193.97 | -39726.69
44804.375 | 19 | 23 | 201 | 349 | 1049 | 1273 | 1714 | 2987 | 48162.24 | 45175.24 | 16.124 | 5155.65 | 14483.3 | 19638.95 | 2226670.68 | -28523.29
44804.4167 | 21 | 13 | 244 | 273 | 854 | 1111 | 3017 | 4128 | 50609.47 | 46481.47 | 12.26 | 4499.55 | 25493.65 | 29993.2 | 2206054.41 | -20616.27
44804.4583 | 44 | 27 | 376 | 316 | 1309 | 1712 | 3849 | 5561 | 53772.41 | 48211.41 | 9.6696 | 6933.6 | 32524.05 | 39457.65 | 2191739.65 | -14314.76
44804.5 | 251 | 57 | 531 | 387 | 1936 | 2524 | 4357 | 6881 | 57108.27 | 50227.27 | 8.2994 | 10222.2 | 36816.65 | 47038.85 | 2181670.23 | -10069.42
44804.5417 | 472 | 70 | 752 | 399 | 2144 | 2966 | 4762 | 7728 | 59891.79 | 52163.79 | 7.75 | 12012.3 | 40238.9 | 52251.2 | 2174029.64 | -7640.59
44804.5833 | 681 | 56 | 1024 | 619 | 2681 | 3760 | 5020 | 8780 | 62398.57 | 53618.57 | 7.1069 | 15228 | 42419 | 57647 | 2169278.07 | -4751.57
44804.625 | 849 | 177 | 1224 | 532 | 1672 | 3074 | 5378 | 8452 | 64045.62 | 55593.62 | 7.5776 | 12449.7 | 45444.1 | 57893.8 | 2163126.25 | -6151.82
44804.6667 | 1137 | 228 | 1715 | 757 | 1703 | 3646 | 4874 | 8520 | 64486.78 | 55966.78 | 7.5689 | 14766.3 | 41185.3 | 55951.6 | 2154591.07 | -8535.18
44804.7083 | 1195 | 110 | 2330 | 613 | 1632 | 4072 | 3774 | 7846 | 63771.11 | 55925.11 | 8.1278 | 16491.6 | 31890.3 | 48381.9 | 2139201.86 | -15389.21
44804.75 | 1314 | 194 | 2696 | 1026 | 1775 | 4665 | 2460 | 7125 | 62545.77 | 55420.77 | 8.7784 | 18893.25 | 20787 | 39680.25 | 2116336.34 | -22865.52
44804.7917 | 1324 | 163 | 2917 | 876 | 1699 | 4779 | 1529 | 6308 | 60770.91 | 54462.91 | 9.6339 | 19354.95 | 12920.05 | 32275 | 2087840.43 | -28495.91
44804.8333 | 1076 | 147 | 2620 | 468 | 1281 | 4048 | 349 | 4397 | 58999.32 | 54602.32 | 13.4181 | 16394.4 | 2949.05 | 19343.45 | 2048184.56 | -39655.87
44804.875 | 810 | 161 | 2054 | 329 | 1110 | 3324 | 1 | 3325 | 57907.3 | 54582.3 | 17.4157 | 13462.2 | 8.45 | 13470.65 | 2003747.91 | -44436.65
44804.9167 | 748 | 103 | 2041 | 194 | 1042 | 3187 | 0 | 3187 | 55599.33 | 52412.33 | 17.4457 | 12907.35 | 0 | 12907.35 | 1961055.93 | -42691.98
44804.9583 | 753 | 124 | 1944 | 134 | 979 | 3047 | 0 | 3047 | 52100.43 | 49053.43 | 17.0989 | 12340.35 | 0 | 12340.35 | 1921295.85 | -39760.08
44805 | 602 | 360 | 1702 | 41 | 1217 | 3279 | 0 | 3279 | 48721.71 | 45442.71 | 14.8587 | 13279.95 | 0 | 13279.95 | 1885854.09 | -35441.76
44805.0417 | 557 | 295 | 1467 | 10 | 1921 | 3683 | 0 | 3683 | 45751.38 | 42068.38 | 12.4223 | 14916.15 | 0 | 14916.15 | 1855018.86 | -30835.23
44805.0833 | 396 | 183 | 1018 | 67 | 1839 | 3040 | 0 | 3040 | 43895.07 | 40855.07 | 14.4392 | 12312 | 0 | 12312 | 1823435.79 | -31583.07
44805.125 | 191 | 168 | 730 | 226 | 1458 | 2356 | 0 | 2356 | 42514.2 | 40158.2 | 18.0451 | 9541.8 | 0 | 9541.8 | 1790463.39 | -32972.4
44805.1667 | 120 | 162 | 493 | 152 | 882 | 1537 | 0 | 1537 | 41804.35 | 40267.35 | 27.1987 | 6224.85 | 0 | 6224.85 | 1754883.89 | -35579.5
44805.2083 | 28 | 89 | 251 | 117 | 461 | 800 | 0 | 800 | 41840.41 | 41040.41 | 52.3005 | 3240 | 0 | 3240 | 1716283.48 | -38600.41
44805.25 | 19 | 55 | 197 | 33 | 281 | 533 | 0 | 533 | 42888.24 | 42355.24 | 80.4657 | 2158.65 | 0 | 2158.65 | 1675553.89 | -40729.59
44805.2917 | 28 | 66 | 207 | 38 | 379 | 652 | 0 | 652 | 45125.33 | 44473.33 | 69.2106 | 2640.6 | 0 | 2640.6 | 1633069.16 | -42484.73
44805.3333 | 49 | 86 | 224 | 36 | 383 | 694 | 257 | 951 | 46070.75 | 45119.75 | 48.4445 | 2810.7 | 2171.65 | 4982.35 | 1591980.76 | -41088.4
44805.375 | 107 | 103 | 245 | 54 | 377 | 725 | 1597 | 2322 | 47598.64 | 45276.64 | 20.499 | 2936.25 | 13494.65 | 16430.9 | 1560813.02 | -31167.74
44805.4167 | 40 | 163 | 189 | 76 | 710 | 1062 | 3087 | 4149 | 50235.76 | 46086.76 | 12.1079 | 4301.1 | 26085.15 | 30386.25 | 1540963.51 | -19849.51
44805.4583 | 85 | 105 | 226 | 65 | 1061 | 1392 | 4011 | 5403 | 53617.43 | 48214.43 | 9.9236 | 5637.6 | 33892.95 | 39530.55 | 1526876.63 | -14086.88
44805.5 | 182 | 79 | 327 | 110 | 1821 | 2226 | 4554 | 6780 | 56860.2 | 50080.2 | 8.3865 | 9015.3 | 38481.3 | 47496.6 | 1517513.03 | -9363.6
44805.5417 | 466 | 97 | 641 | 177 | 2494 | 3231 | 4907 | 8138 | 59288.22 | 51150.22 | 7.2854 | 13085.55 | 41464.15 | 54549.7 | 1512774.51 | -4738.52
44805.5833 | 778 | 110 | 968 | 268 | 2388 | 3466 | 4937 | 8403 | 61481.15 | 53078.15 | 7.3166 | 14037.3 | 41717.65 | 55754.95 | 1507048.31 | -5726.2
44805.625 | 1025 | 92 | 1286 | 349 | 2241 | 3619 | 4745 | 8364 | 61950.15 | 53586.15 | 7.4068 | 14656.95 | 40095.25 | 54752.2 | 1499850.36 | -7197.95
44805.6667 | 1261 | 116 | 1818 | 468 | 2326 | 4260 | 4141 | 8401 | 60975.86 | 52574.86 | 7.2582 | 17253 | 34991.45 | 52244.45 | 1491118.95 | -8731.41
44805.7083 | 1488 | 135 | 2412 | 420 | 2689 | 5236 | 3832 | 9068 | 60234.89 | 51166.89 | 6.6426 | 21205.8 | 32380.4 | 53586.2 | 1484470.26 | -6648.69
44805.75 | 1465 | 334 | 2539 | 492 | 3081 | 5953 | 2890 | 8843 | 60149.95 | 51306.95 | 6.802 | 24109.65 | 24420.5 | 48530.15 | 1472850.46 | -11619.8
44805.7917 | 1354 | 285 | 2839 | 733 | 2485 | 5609 | 1711 | 7320 | 59153.95 | 51833.95 | 8.0811 | 22716.45 | 14457.95 | 37174.4 | 1450870.91 | -21979.55
44805.8333 | 1082 | 272 | 2679 | 1194 | 2470 | 5421 | 288 | 5709 | 57848.7 | 52139.7 | 10.1329 | 21955.05 | 2433.6 | 24388.65 | 1417410.86 | -33460.05
44805.875 | 929 | 395 | 2402 | 1676 | 2957 | 5754 | 6 | 5760 | 57188.61 | 51428.61 | 9.9286 | 23303.7 | 50.7 | 23354.4 | 1383576.65 | -33834.21
44805.9167 | 780 | 683 | 2092 | 2026 | 3937 | 6712 | 1 | 6713 | 55085.61 | 48372.61 | 8.2058 | 27183.6 | 8.45 | 27192.05 | 1355683.09 | -27893.56
44805.9583 | 601 | 812 | 1783 | 1861 | 3786 | 6381 | 1 | 6382 | 51771.03 | 45389.03 | 8.112 | 25843.05 | 8.45 | 25851.5 | 1329763.56 | -25919.53
44806 | 537 | 812 | 1623 | 1700 | 3701 | 6136 | 1 | 6137 | 48318.81 | 42181.81 | 7.8734 | 24850.8 | 8.45 | 24859.25 | 1306304 | -23459.56
44806.0417 | 456 | 639 | 1447 | 1463 | 3846 | 5932 | 1 | 5933 | 45624.09 | 39691.09 | 7.6899 | 24024.6 | 8.45 | 24033.05 | 1284712.96 | -21591.04
44806.0833 | 328 | 550 | 1181 | 1591 | 4523 | 6255 | 0 | 6255 | 43512.96 | 37257.96 | 6.9565 | 25332.75 | 0 | 25332.75 | 1266532.75 | -18180.21
44806.125 | 239 | 592 | 985 | 1869 | 4630 | 6206 | 0 | 6206 | 42175.79 | 35969.79 | 6.796 | 25134.3 | 0 | 25134.3 | 1249491.26 | -17041.49
44806.1667 | 99 | 670 | 772 | 1871 | 4596 | 6038 | 0 | 6038 | 41443.06 | 35405.06 | 6.8637 | 24453.9 | 0 | 24453.9 | 1232502.1 | -16989.16
44806.2083 | 44 | 674 | 627 | 1712 | 4432 | 5733 | 0 | 5733 | 41439.14 | 35706.14 | 7.2282 | 23218.65 | 0 | 23218.65 | 1214281.61 | -18220.49
44806.25 | 11 | 590 | 423 | 1722 | 4190 | 5202 | 0 | 5202 | 42901.43 | 37699.43 | 8.2471 | 21068.1 | 0 | 21068.1 | 1192448.28 | -21833.33
44806.2917 | 18 | 542 | 339 | 1766 | 4064 | 4945 | 0 | 4945 | 44906.31 | 39961.31 | 9.0812 | 20027.25 | 0 | 20027.25 | 1167569.22 | -24879.06
44806.3333 | 12 | 500 | 158 | 1599 | 3818 | 4477 | 202 | 4679 | 45691.18 | 41012.18 | 9.7652 | 18131.85 | 1706.9 | 19838.75 | 1141716.79 | -25852.43
44806.375 | 5 | 336 | 72 | 1138 | 2768 | 3176 | 1978 | 5154 | 46945.25 | 41791.25 | 9.1085 | 12862.8 | 16714.1 | 29576.9 | 1124348.44 | -17368.35
44806.4167 | 1 | 289 | 58 | 656 | 1767 | 2113 | 3731 | 5844 | 49414.6 | 43570.6 | 8.4556 | 8557.65 | 31526.95 | 40084.6 | 1115018.44 | -9330
44806.4583 | 18 | 278 | 116 | 585 | 2078 | 2471 | 4646 | 7117 | 52366.34 | 45249.34 | 7.3579 | 10007.55 | 39258.7 | 49266.25 | 1111918.35 | -3100.09
44806.5 | 144 | 230 | 259 | 589 | 2455 | 2943 | 5841 | 8784 | 55152.4 | 46368.4 | 6.2787 | 11919.15 | 49356.45 | 61275.6 | 1118041.55 | 6123.2
44806.5417 | 482 | 166 | 664 | 444 | 1918 | 2748 | 7089 | 9837 | 57854.74 | 48017.74 | 5.8813 | 11129.4 | 59902.05 | 71031.45 | 1131218.26 | 13176.71
44806.5833 | 1121 | 243 | 1510 | 253 | 1277 | 3030 | 7094 | 10124 | 60180.39 | 50056.39 | 5.9443 | 12271.5 | 59944.3 | 72215.8 | 1143253.67 | 12035.41
44806.625 | 1354 | 424 | 1728 | 135 | 995 | 3147 | 6439 | 9586 | 61347.98 | 51761.98 | 6.3997 | 12745.35 | 54409.55 | 67154.9 | 1149060.59 | 5806.92
44806.6667 | 1291 | 355 | 1968 | 64 | 1136 | 3459 | 5143 | 8602 | 61243.85 | 52641.85 | 7.1197 | 14008.95 | 43458.35 | 57467.3 | 1145284.04 | -3776.55
44806.7083 | 1393 | 307 | 2537 | 33 | 1822 | 4666 | 4592 | 9258 | 61100.4 | 51842.4 | 6.5997 | 18897.3 | 38802.4 | 57699.7 | 1141883.34 | -3400.7
44806.75 | 1520 | 151 | 3280 | 48 | 2625 | 6057 | 4462 | 10519 | 60992.79 | 50473.79 | 5.7983 | 24530.85 | 37703.9 | 62234.75 | 1143125.3 | 1241.96
44806.7917 | 1715 | 157 | 3629 | 99 | 3511 | 7297 | 2748 | 10045 | 59726.25 | 49681.25 | 5.9459 | 29552.85 | 23220.6 | 52773.45 | 1136172.5 | -6952.8
44806.8333 | 1529 | 136 | 3307 | 400 | 3712 | 7154 | 523 | 7677 | 57759.47 | 50082.47 | 7.5237 | 28973.7 | 4419.35 | 33393.05 | 1111806.08 | -24366.42
44806.875 | 885 | 148 | 2267 | 886 | 4498 | 6913 | 5 | 6918 | 56370.25 | 49452.25 | 8.1483 | 27997.65 | 42.25 | 28039.9 | 1083475.73 | -28330.35
44806.9167 | 822 | 261 | 2145 | 1286 | 4845 | 7252 | 0 | 7252 | 54317.34 | 47065.34 | 7.49 | 29370.6 | 0 | 29370.6 | 1058528.99 | -24946.74
44806.9583 | 785 | 376 | 1979 | 1274 | 5010 | 7365 | 0 | 7365 | 51779.55 | 44414.55 | 7.0305 | 29828.25 | 0 | 29828.25 | 1036577.69 | -21951.3
44807 | 638 | 563 | 1728 | 1207 | 5349 | 7641 | 0 | 7641 | 48831.78 | 41190.78 | 6.3908 | 30946.05 | 0 | 30946.05 | 1018691.96 | -17885.73
44807.0417 | 373 | 625 | 1270 | 982 | 4455 | 6349 | 0 | 6349 | 46219.97 | 39870.97 | 7.2799 | 25713.45 | 0 | 25713.45 | 998185.44 | -20506.52
44807.0833 | 281 | 485 | 943 | 733 | 3510 | 4939 | 0 | 4939 | 44270.51 | 39331.51 | 8.9635 | 20002.95 | 0 | 20002.95 | 973917.88 | -24267.56
44807.125 | 190 | 399 | 724 | 1127 | 3317 | 4440 | 0 | 4440 | 42744.56 | 38304.56 | 9.6272 | 17982 | 0 | 17982 | 949155.32 | -24762.56
44807.1667 | 101 | 394 | 504 | 1075 | 2572 | 3470 | 0 | 3470 | 41806.59 | 38336.59 | 12.048 | 14053.5 | 0 | 14053.5 | 921402.23 | -27753.09
44807.2083 | 84 | 305 | 334 | 850 | 1777 | 2416 | 0 | 2416 | 41419.86 | 39003.86 | 17.144 | 9784.8 | 0 | 9784.8 | 889767.17 | -31635.06
44807.25 | 128 | 203 | 336 | 938 | 1539 | 2078 | 0 | 2078 | 41223.95 | 39145.95 | 19.8383 | 8415.9 | 0 | 8415.9 | 856959.12 | -32808.05
44807.2917 | 282 | 122 | 445 | 989 | 1556 | 2123 | 0 | 2123 | 41542.87 | 39419.87 | 19.568 | 8598.15 | 0 | 8598.15 | 824014.4 | -32944.72
44807.3333 | 339 | 90 | 494 | 684 | 1389 | 1973 | 239 | 2212 | 42002.4 | 39790.4 | 18.9884 | 7990.65 | 2019.55 | 10010.2 | 792022.2 | -31992.2
44807.375 | 236 | 89 | 341 | 1306 | 1806 | 2236 | 2390 | 4626 | 44343.68 | 39717.68 | 9.5858 | 9055.8 | 20195.5 | 29251.3 | 776929.82 | -15092.38
44807.4167 | 49 | 52 | 78 | 1411 | 1604 | 1733 | 4899 | 6632 | 47424.94 | 40792.94 | 7.1509 | 7018.65 | 41396.55 | 48415.2 | 777920.08 | 990.26
44807.4583 | 257 | 57 | 313 | 1398 | 1558 | 1928 | 6324 | 8252 | 51173.69 | 42921.69 | 6.2014 | 7808.4 | 53437.8 | 61246.2 | 787992.59 | 10072.51
44807.5 | 209 | 78 | 373 | 1286 | 1622 | 2072 | 7857 | 9929 | 54690.14 | 44761.14 | 5.5081 | 8391.6 | 66391.65 | 74783.25 | 808085.7 | 20093.11
44807.5417 | 481 | 92 | 847 | 863 | 1248 | 2187 | 7820 | 10007 | 57385.32 | 47378.32 | 5.7345 | 8857.35 | 66079 | 74936.35 | 825636.73 | 17551.03
44807.5833 | 670 | 182 | 1180 | 594 | 1475 | 2836 | 7750 | 10586 | 59419.2 | 48833.2 | 5.613 | 11485.8 | 65487.5 | 76973.3 | 843190.83 | 17554.1
44807.625 | 757 | 93 | 1221 | 651 | 2157 | 3471 | 7406 | 10877 | 60242.42 | 49365.42 | 5.5385 | 14057.55 | 62580.7 | 76638.25 | 859586.66 | 16395.83
44807.6667 | 648 | 63 | 1130 | 573 | 2621 | 3814 | 6874 | 10688 | 60453.59 | 49765.59 | 5.6562 | 15446.7 | 58085.3 | 73532 | 872665.07 | 13078.41
44807.7083 | 752 | 84 | 1456 | 416 | 2482 | 4022 | 6210 | 10232 | 59955.37 | 49723.37 | 5.8596 | 16289.1 | 52474.5 | 68763.6 | 881473.3 | 8808.23
44807.75 | 822 | 117 | 1718 | 370 | 2428 | 4264 | 5080 | 9344 | 58229.32 | 48885.32 | 6.2317 | 17269.2 | 42926 | 60195.2 | 883439.18 | 1965.88
44807.7917 | 727 | 85 | 1216 | 614 | 2905 | 4205 | 3255 | 7460 | 55935.96 | 48475.96 | 7.4981 | 17030.25 | 27504.75 | 44535 | 872038.22 | -11400.96
44807.8333 | 431 | 84 | 879 | 403 | 1969 | 2933 | 805 | 3738 | 54145.91 | 50407.91 | 14.4853 | 11878.65 | 6802.25 | 18680.9 | 836573.21 | -35465.01
44807.875 | 314 | 134 | 840 | 386 | 1645 | 2620 | 2 | 2622 | 52866.75 | 50244.75 | 20.1628 | 10611 | 16.9 | 10627.9 | 794334.36 | -42238.85
44807.9167 | 383 | 345 | 1073 | 330 | 1869 | 3287 | 0 | 3287 | 51095.81 | 47808.81 | 15.5448 | 13312.35 | 0 | 13312.35 | 756550.9 | -37783.46
44807.9583 | 423 | 466 | 1018 | 437 | 2114 | 3598 | 0 | 3598 | 48733.6 | 45135.6 | 13.5446 | 14571.9 | 0 | 14571.9 | 722389.2 | -34161.7
44808 | 372 | 357 | 932 | 506 | 2180 | 3469 | 0 | 3469 | 46143.86 | 42674.86 | 13.3018 | 14049.45 | 0 | 14049.45 | 690294.79 | -32094.41
44808.0417 | 243 | 456 | 948 | 464 | 2311 | 3714 | 0 | 3714 | 43707.97 | 39993.97 | 11.7684 | 15041.7 | 0 | 15041.7 | 661628.52 | -28666.27
44808.0833 | 320 | 541 | 914 | 444 | 2700 | 4155 | 0 | 4155 | 41907.95 | 37752.95 | 10.0861 | 16827.75 | 0 | 16827.75 | 636548.32 | -25080.2
44808.125 | 894 | 690 | 1317 | 418 | 2875 | 4882 | 0 | 4882 | 40463.26 | 35581.26 | 8.2883 | 19772.1 | 0 | 19772.1 | 615857.16 | -20691.16
44808.1667 | 568 | 755 | 852 | 465 | 2737 | 4344 | 0 | 4344 | 39442.58 | 35098.58 | 9.0798 | 17593.2 | 0 | 17593.2 | 594007.78 | -21849.38
44808.2083 | 237 | 713 | 507 | 453 | 2030 | 3250 | 0 | 3250 | 38888.95 | 35638.95 | 11.9658 | 13162.5 | 0 | 13162.5 | 568281.33 | -25726.45
44808.25 | 318 | 716 | 661 | 421 | 1585 | 2962 | 0 | 2962 | 38836.5 | 35874.5 | 13.1116 | 11996.1 | 0 | 11996.1 | 541440.93 | -26840.4
44808.2917 | 152 | 737 | 622 | 518 | 1637 | 2996 | 0 | 2996 | 38981.86 | 35985.86 | 13.0113 | 12133.8 | 0 | 12133.8 | 514592.87 | -26848.06
44808.3333 | 47 | 609 | 619 | 579 | 1652 | 2879 | 306 | 3185 | 39244.68 | 36059.68 | 12.3217 | 11659.95 | 2585.7 | 14245.65 | 489593.84 | -24999.03
44808.375 | 14 | 399 | 287 | 514 | 1375 | 2061 | 3782 | 5843 | 40989.31 | 35146.31 | 7.0151 | 8347.05 | 31957.9 | 40304.95 | 488909.48 | -684.36
44808.4167 | 7 | 162 | 204 | 264 | 607 | 973 | 7077 | 8050 | 43892.64 | 35842.64 | 5.4525 | 3940.65 | 59800.65 | 63741.3 | 508758.14 | 19848.66
44808.4583 | 1 | 89 | 56 | 208 | 452 | 597 | 8055 | 8652 | 46950.37 | 38298.37 | 5.4265 | 2417.85 | 68064.75 | 70482.6 | 532290.37 | 23532.23
44808.5 | 53 | 43 | 85 | 191 | 435 | 563 | 8410 | 8973 | 50139.15 | 41166.15 | 5.5878 | 2280.15 | 71064.5 | 73344.65 | 555495.87 | 23205.5
44808.5417 | 346 | 185 | 393 | 100 | 354 | 932 | 7991 | 8923 | 53475.61 | 44552.61 | 5.993 | 3774.6 | 67523.95 | 71298.55 | 573318.81 | 17822.94
44808.5833 | 633 | 223 | 666 | 29 | 306 | 1196 | 7763 | 8959 | 56055.85 | 47096.85 | 6.2569 | 4843.8 | 65597.35 | 70441.15 | 587704.11 | 14385.3
44808.625 | 705 | 148 | 903 | 12 | 278 | 1328 | 7405 | 8733 | 57233.61 | 48500.61 | 6.5537 | 5378.4 | 62572.25 | 67950.65 | 598421.15 | 10717.04
44808.6667 | 786 | 171 | 1215 | 27 | 821 | 2207 | 7320 | 9527 | 55649.48 | 46122.48 | 5.8412 | 8938.35 | 61854 | 70792.35 | 613564.02 | 15142.87
44808.7083 | 942 | 265 | 1584 | 51 | 931 | 2780 | 6452 | 9232 | 54455.05 | 45223.05 | 5.8985 | 11259 | 54519.4 | 65778.4 | 624887.37 | 11323.35
44808.75 | 1403 | 547 | 2415 | 97 | 1029 | 3991 | 5885 | 9876 | 53723.74 | 43847.74 | 5.4398 | 16163.55 | 49728.25 | 65891.8 | 637055.43 | 12168.06
44808.7917 | 1463 | 1019 | 2798 | 213 | 1745 | 5563 | 4279 | 9842 | 52450.07 | 42608.07 | 5.3292 | 22530.15 | 36157.55 | 58687.7 | 643293.06 | 6237.63
44808.8333 | 1069 | 1043 | 2682 | 417 | 2208 | 5933 | 1090 | 7023 | 51308.79 | 44285.79 | 7.3058 | 24028.65 | 9210.5 | 33239.15 | 625223.42 | -18069.64
44808.875 | 672 | 814 | 1986 | 548 | 3678 | 6478 | 4 | 6482 | 50485.25 | 44003.25 | 7.7885 | 26235.9 | 33.8 | 26269.7 | 601007.87 | -24215.55
44808.9167 | 364 | 898 | 1017 | 635 | 4011 | 5926 | 0 | 5926 | 48780.46 | 42854.46 | 8.2316 | 24000.3 | 0 | 24000.3 | 576227.71 | -24780.16
44808.9583 | 178 | 1009 | 549 | 778 | 4872 | 6430 | 0 | 6430 | 46624.58 | 40194.58 | 7.2511 | 26041.5 | 0 | 26041.5 | 555644.63 | -20583.08
44809 | 74 | 959 | 442 | 1103 | 6675 | 8077 | 0 | 8077 | 44125.79 | 36048.79 | 5.4631 | 32711.85 | 0 | 32711.85 | 544230.69 | -11413.94
44809.0417 | 38 | 1137 | 528 | 1150 | 7372 | 9037 | 0 | 9037 | 41851.7 | 32814.7 | 4.6311 | 36599.85 | 0 | 36599.85 | 538978.84 | -5251.85
44809.0833 | 17 | 933 | 504 | 1104 | 7280 | 8717 | 0 | 8717 | 40049.6 | 31332.6 | 4.5944 | 35303.85 | 0 | 35303.85 | 534233.09 | -4745.75
44809.125 | 13 | 821 | 538 | 962 | 7105 | 8463 | 0 | 8463 | 38757.28 | 30294.28 | 4.5796 | 34275.15 | 0 | 34275.15 | 529750.96 | -4482.13
44809.1667 | 17 | 850 | 462 | 960 | 6667 | 7979 | 0 | 7979 | 37982.01 | 30003.01 | 4.7602 | 32314.95 | 0 | 32314.95 | 524083.9 | -5667.06
44809.2083 | 10 | 906 | 398 | 784 | 5973 | 7277 | 0 | 7277 | 37808.91 | 30531.91 | 5.1957 | 29471.85 | 0 | 29471.85 | 515746.84 | -8337.06
44809.25 | 41 | 796 | 395 | 690 | 5415 | 6606 | 0 | 6606 | 38308.22 | 31702.22 | 5.799 | 26754.3 | 0 | 26754.3 | 504192.92 | -11553.92
44809.2917 | 234 | 606 | 481 | 663 | 4771 | 5858 | 0 | 5858 | 38539.11 | 32681.11 | 6.5789 | 23724.9 | 0 | 23724.9 | 489378.71 | -14814.21
44809.3333 | 623 | 347 | 834 | 607 | 3651 | 4832 | 292 | 5124 | 38539.37 | 33415.37 | 7.5213 | 19569.6 | 2467.4 | 22037 | 472876.34 | -16502.37
44809.375 | 668 | 136 | 830 | 570 | 2782 | 3748 | 3782 | 7530 | 40106.78 | 32576.78 | 5.3263 | 15179.4 | 31957.9 | 47137.3 | 479906.86 | 7030.52
44809.4167 | 196 | 74 | 379 | 344 | 1379 | 1832 | 7229 | 9061 | 43078.35 | 34017.35 | 4.7543 | 7419.6 | 61085.05 | 68504.65 | 505333.16 | 25426.3
44809.4583 | 363 | 74 | 568 | 443 | 1180 | 1822 | 8353 | 10175 | 46486.02 | 36311.02 | 4.5687 | 7379.1 | 70582.85 | 77961.95 | 536809.09 | 31475.93
44809.5 | 263 | 75 | 424 | 401 | 1108 | 1607 | 8685 | 10292 | 50014.22 | 39722.22 | 4.8595 | 6508.35 | 73388.25 | 79896.6 | 566691.47 | 29882.38
44809.5417 | 233 | 70 | 418 | 304 | 770 | 1258 | 8691 | 9949 | 53678.47 | 43729.47 | 5.3954 | 5094.9 | 73438.95 | 78533.85 | 591546.85 | 24855.38
44809.5833 | 350 | 85 | 646 | 231 | 558 | 1288 | 8689 | 9977 | 56952.59 | 46975.59 | 5.7084 | 5216.4 | 73422.05 | 78638.45 | 613232.71 | 21685.86
44809.625 | 377 | 206 | 693 | 190 | 608 | 1506 | 8365 | 9871 | 59632.97 | 49761.97 | 6.0412 | 6099.3 | 70684.25 | 76783.55 | 630383.29 | 17150.58
44809.6667 | 314 | 282 | 981 | 166 | 1343 | 2605 | 7990 | 10595 | 61584.34 | 50989.34 | 5.8126 | 10550.25 | 67515.5 | 78065.75 | 646864.7 | 16481.41
44809.7083 | 236 | 463 | 1074 | 199 | 2345 | 3881 | 7055 | 10936 | 62748.25 | 51812.25 | 5.7378 | 15718.05 | 59614.75 | 75332.8 | 659449.25 | 12584.55
44809.75 | 375 | 283 | 1113 | 276 | 2901 | 4298 | 6972 | 11270 | 62889.84 | 51619.84 | 5.5803 | 17406.9 | 58913.4 | 76320.3 | 672879.71 | 13430.46
44809.7917 | 508 | 211 | 1107 | 398 | 3696 | 5014 | 5063 | 10077 | 61692.81 | 51615.81 | 6.1221 | 20306.7 | 42782.35 | 63089.05 | 674275.95 | 1396.24
44809.8333 | 370 | 184 | 915 | 655 | 4094 | 5193 | 1199 | 6392 | 59263.82 | 52871.82 | 9.2716 | 21031.65 | 10131.55 | 31163.2 | 646175.33 | -28100.62
44809.875 | 527 | 202 | 1193 | 1134 | 4707 | 6103 | 3 | 6106 | 57558.21 | 51452.21 | 9.4265 | 24717.15 | 25.35 | 24742.5 | 613359.62 | -32815.71
44809.9167 | 430 | 293 | 1101 | 1890 | 5485 | 6879 | 0 | 6879 | 54908.32 | 48029.32 | 7.982 | 27859.95 | 0 | 27859.95 | 586311.25 | -27048.37
44809.9583 | 244 | 581 | 844 | 2488 | 6453 | 7879 | 0 | 7879 | 50986.78 | 43107.78 | 6.4712 | 31909.95 | 0 | 31909.95 | 567234.42 | -19076.83
44810 | 239 | 790 | 833 | 2341 | 6670 | 8293 | 0 | 8293 | 47193.49 | 38900.49 | 5.6908 | 33586.65 | 0 | 33586.65 | 553627.58 | -13606.84
44810.0417 | 181 | 874 | 777 | 1883 | 6633 | 8283 | 0 | 8283 | 44160.37 | 35877.37 | 5.3314 | 33546.15 | 0 | 33546.15 | 543013.36 | -10614.22
44810.0833 | 78 | 890 | 570 | 1640 | 6226 | 7686 | 0 | 7686 | 42143.59 | 34457.59 | 5.4832 | 31128.3 | 0 | 31128.3 | 531998.07 | -11015.29
44810.125 | 35 | 888 | 416 | 1305 | 6585 | 7889 | 0 | 7889 | 40778.59 | 32889.59 | 5.169 | 31950.45 | 0 | 31950.45 | 523169.93 | -8828.14
44810.1667 | 74 | 796 | 388 | 851 | 5951 | 7134 | 0 | 7134 | 40114.49 | 32980.49 | 5.623 | 28892.7 | 0 | 28892.7 | 511948.14 | -11221.79
44810.2083 | 81 | 871 | 346 | 602 | 5274 | 6492 | 0 | 6492 | 40255.71 | 33763.71 | 6.2008 | 26292.6 | 0 | 26292.6 | 497985.03 | -13963.11
44810.25 | 70 | 839 | 271 | 526 | 4612 | 5722 | 0 | 5722 | 41697.03 | 35975.03 | 7.2871 | 23174.1 | 0 | 23174.1 | 479462.1 | -18522.93
44810.2917 | 49 | 720 | 208 | 616 | 4459 | 5387 | 0 | 5387 | 43838.32 | 38451.32 | 8.1378 | 21817.35 | 0 | 21817.35 | 457441.13 | -22020.97
44810.3333 | 48 | 635 | 227 | 628 | 3849 | 4711 | 340 | 5051 | 44785.19 | 39734.19 | 8.8666 | 19079.55 | 2873 | 21952.55 | 434608.49 | -22832.64
44810.375 | 16 | 459 | 150 | 423 | 2760 | 3369 | 4332 | 7701 | 46362.85 | 38661.85 | 6.0204 | 13644.45 | 36605.4 | 50249.85 | 438495.49 | 3887
44810.4167 | 3 | 273 | 85 | 190 | 1584 | 1942 | 7774 | 9716 | 49127.4 | 39411.4 | 5.0563 | 7865.1 | 65690.3 | 73555.4 | 462923.49 | 24428
44810.4583 | 27 | 198 | 66 | 257 | 1378 | 1642 | 8310 | 9952 | 52317.9 | 42365.9 | 5.257 | 6650.1 | 70219.5 | 76869.6 | 487475.19 | 24551.7
44810.5 | 90 | 113 | 114 | 237 | 1085 | 1313 | 8575 | 9888 | 55790.69 | 45902.69 | 5.6423 | 5317.65 | 72458.75 | 77776.4 | 509460.9 | 21985.71
44810.5417 | 106 | 74 | 127 | 218 | 784 | 985 | 8915 | 9900 | 59571.69 | 49671.69 | 6.0173 | 3989.25 | 75331.75 | 79321 | 529210.21 | 19749.31
44810.5833 | 224 | 60 | 242 | 169 | 625 | 928 | 8877 | 9805 | 62808.89 | 53003.89 | 6.4058 | 3758.4 | 75010.65 | 78769.05 | 545170.37 | 15960.16
44810.625 | 754 | 95 | 839 | 148 | 632 | 1567 | 8539 | 10106 | 65079.85 | 54973.85 | 6.4397 | 6346.35 | 72154.55 | 78500.9 | 558591.42 | 13421.05
44810.6667 | 1051 | 129 | 1211 | 135 | 815 | 2156 | 8185 | 10341 | 66172.47 | 55831.47 | 6.399 | 8731.8 | 69163.25 | 77895.05 | 570314 | 11722.58
44810.7083 | 990 | 227 | 1391 | 80 | 960 | 2579 | 8065 | 10644 | 66750.93 | 56106.93 | 6.2712 | 10444.95 | 68149.25 | 78594.2 | 582157.27 | 11843.27
44810.75 | 647 | 237 | 1625 | 62 | 1407 | 3268 | 7319 | 10587 | 66561.28 | 55974.28 | 6.2871 | 13235.4 | 61845.55 | 75080.95 | 590676.94 | 8519.67
44810.7917 | 400 | 387 | 1317 | 133 | 1972 | 3676 | 4823 | 8499 | 65237.88 | 56738.88 | 7.6759 | 14887.8 | 40754.35 | 55642.15 | 581081.21 | -9595.73
44810.8333 | 337 | 383 | 846 | 354 | 2527 | 3756 | 1049 | 4805 | 62453.42 | 57648.42 | 12.9976 | 15211.8 | 8864.05 | 24075.85 | 542703.64 | -38377.57
44810.875 | 274 | 295 | 724 | 584 | 3374 | 4393 | 2 | 4395 | 60987.91 | 56592.91 | 13.8767 | 17791.65 | 16.9 | 17808.55 | 499524.28 | -43179.36
44810.9167 | 202 | 266 | 700 | 734 | 4498 | 5464 | 0 | 5464 | 58261.88 | 52797.88 | 10.6629 | 22129.2 | 0 | 22129.2 | 463391.6 | -36132.68
44810.9583 | 122 | 398 | 768 | 1060 | 5589 | 6754 | 0 | 6754 | 54271.82 | 47517.82 | 8.0355 | 27353.7 | 0 | 27353.7 | 436473.48 | -26918.12
44811 | 115 | 595 | 578 | 1318 | 5301 | 6475 | 0 | 6475 | 50108.55 | 43633.55 | 7.7388 | 26223.75 | 0 | 26223.75 | 412588.68 | -23884.8
44811.0417 | 21 | 708 | 324 | 1276 | 4823 | 5855 | 0 | 5855 | 46730.36 | 40875.36 | 7.9813 | 23712.75 | 0 | 23712.75 | 389571.07 | -23017.61
44811.0833 | 27 | 740 | 178 | 1082 | 4462 | 5381 | 0 | 5381 | 44470.2 | 39089.2 | 8.2643 | 21793.05 | 0 | 21793.05 | 366893.92 | -22677.15
44811.125 | 22 | 750 | 117 | 886 | 3336 | 4203 | 0 | 4203 | 42963.79 | 38760.79 | 10.2222 | 17022.15 | 0 | 17022.15 | 340952.28 | -25941.64
44811.1667 | 12 | 654 | 108 | 679 | 2478 | 3240 | 0 | 3240 | 42070.79 | 38830.79 | 12.9848 | 13122 | 0 | 13122 | 312003.49 | -28948.79
44811.2083 | 12 | 559 | 90 | 521 | 2157 | 2806 | 0 | 2806 | 41895.37 | 39089.37 | 14.9306 | 11364.3 | 0 | 11364.3 | 281472.42 | -30531.07
44811.25 | 7 | 473 | 55 | 450 | 1996 | 2524 | 0 | 2524 | 43084.1 | 40560.1 | 17.0698 | 10222.2 | 0 | 10222.2 | 248610.52 | -32861.9
44811.2917 | 15 | 432 | 112 | 337 | 2015 | 2560 | 0 | 2560 | 45009.25 | 42449.25 | 17.5817 | 10368 | 0 | 10368 | 213969.27 | -34641.25
44811.3333 | 61 | 322 | 247 | 239 | 2202 | 2770 | 325 | 3095 | 45626.36 | 42531.36 | 14.742 | 11218.5 | 2746.25 | 13964.75 | 182307.66 | -31661.61
44811.375 | 29 | 212 | 225 | 147 | 2055 | 2492 | 3872 | 6364 | 46931.05 | 40567.05 | 7.3745 | 10092.6 | 32718.4 | 42811 | 178187.61 | -4120.05
44811.4167 | 9 | 118 | 159 | 40 | 1131 | 1408 | 7670 | 9078 | 49788.01 | 40710.01 | 5.4845 | 5702.4 | 64811.5 | 70513.9 | 198913.5 | 20725.89
44811.4583 | 1 | 129 | 207 | 29 | 1520 | 1855 | 8818 | 10673 | 53482.52 | 42809.52 | 5.011 | 7512.75 | 74512.1 | 82024.85 | 227455.83 | 28542.33
44811.5 | 3 | 217 | 353 | 93 | 3658 | 4227 | 9321 | 13548 | 57677.45 | 44129.45 | 4.2573 | 17119.35 | 78762.45 | 95881.8 | 265660.18 | 38204.35
44811.5417 | 3 | 294 | 284 | 176 | 4972 | 5550 | 9163 | 14713 | 61743.73 | 47030.73 | 4.1965 | 22477.5 | 77427.35 | 99904.85 | 303821.3 | 38161.12
44811.5833 | 76 | 261 | 351 | 291 | 5180 | 5793 | 9038 | 14831 | 65086.33 | 50255.33 | 4.3885 | 23461.65 | 76371.1 | 99832.75 | 338567.72 | 34746.42
44811.625 | 436 | 199 | 662 | 336 | 5146 | 6006 | 9143 | 15149 | 66683.56 | 51534.56 | 4.4018 | 24324.3 | 77258.35 | 101582.65 | 373466.81 | 34899.09
44811.6667 | 734 | 213 | 968 | 363 | 5166 | 6347 | 8710 | 15057 | 66988.81 | 51931.81 | 4.449 | 25705.35 | 73599.5 | 99304.85 | 405782.85 | 32316.04
44811.7083 | 683 | 316 | 976 | 316 | 5115 | 6407 | 8253 | 14660 | 66590.61 | 51930.61 | 4.5423 | 25948.35 | 69737.85 | 95686.2 | 434878.44 | 29095.59
44811.75 | 569 | 434 | 954 | 246 | 4949 | 6337 | 7035 | 13372 | 65299.65 | 51927.65 | 4.8833 | 25664.85 | 59445.75 | 85110.6 | 454689.39 | 19810.95
44811.7917 | 534 | 421 | 865 | 270 | 4572 | 5858 | 3916 | 9774 | 63822.36 | 54048.36 | 6.5298 | 23724.9 | 33090.2 | 56815.1 | 447682.13 | -7007.26
44811.8333 | 396 | 426 | 700 | 426 | 3998 | 5124 | 605 | 5729 | 61340.98 | 55611.98 | 10.7071 | 20752.2 | 5112.25 | 25864.45 | 412205.6 | -35476.53
44811.875 | 273 | 493 | 590 | 793 | 4344 | 5427 | 0 | 5427 | 59477.1 | 54050.1 | 10.9595 | 21979.35 | 0 | 21979.35 | 374707.85 | -37497.75
44811.9167 | 197 | 505 | 753 | 1124 | 5271 | 6529 | 0 | 6529 | 56561.38 | 50032.38 | 8.6631 | 26442.45 | 0 | 26442.45 | 344588.92 | -30118.93
44811.9583 | 133 | 548 | 974 | 1381 | 5974 | 7496 | 0 | 7496 | 52514.63 | 45018.63 | 7.0057 | 30358.8 | 0 | 30358.8 | 322433.09 | -22155.83
44812 | 49 | 476 | 905 | 1381 | 5705 | 7086 | 0 | 7086 | 48605.84 | 41519.84 | 6.8594 | 28698.3 | 0 | 28698.3 | 302525.55 | -19907.54
44812.0417 | 53 | 319 | 743 | 1226 | 4665 | 5727 | 0 | 5727 | 45585.95 | 39858.95 | 7.9598 | 23194.35 | 0 | 23194.35 | 280133.95 | -22391.6
44812.0833 | 19 | 216 | 566 | 1120 | 3703 | 4485 | 0 | 4485 | 43374.41 | 38889.41 | 9.671 | 18164.25 | 0 | 18164.25 | 254923.79 | -25210.16
44812.125 | 43 | 148 | 549 | 1003 | 2755 | 3452 | 0 | 3452 | 41874.61 | 38422.61 | 12.1305 | 13980.6 | 0 | 13980.6 | 227029.78 | -27894.01
44812.1667 | 79 | 122 | 459 | 900 | 2132 | 2713 | 0 | 2713 | 41036.69 | 38323.69 | 15.1259 | 10987.65 | 0 | 10987.65 | 196980.74 | -30049.04
44812.2083 | 64 | 74 | 348 | 821 | 1659 | 2082 | 0 | 2082 | 40969.56 | 38887.56 | 19.678 | 8432.1 | 0 | 8432.1 | 164443.28 | -32537.46
44812.25 | 71 | 60 | 230 | 740 | 1338 | 1628 | 0 | 1628 | 42276.36 | 40648.36 | 25.9683 | 6593.4 | 0 | 6593.4 | 128760.32 | -35682.96
44812.2917 | 48 | 82 | 121 | 700 | 1370 | 1572 | 0 | 1572 | 44437.89 | 42865.89 | 28.2684 | 6366.6 | 0 | 6366.6 | 90689.03 | -38071.29
44812.3333 | 53 | 96 | 106 | 791 | 1413 | 1615 | 341 | 1956 | 45127.35 | 43171.35 | 23.0712 | 6540.75 | 2881.45 | 9422.2 | 54983.88 | -35705.15
44812.375 | 38 | 132 | 94 | 788 | 1165 | 1391 | 4319 | 5710 | 46261.04 | 40551.04 | 8.1018 | 5633.55 | 36495.55 | 42129.1 | 50851.94 | -4131.94
44812.4167 | 5 | 97 | 27 | 513 | 563 | 688 | 8668 | 9356 | 48800.85 | 39444.85 | 5.216 | 2786.4 | 73244.6 | 76031 | 78082.09 | 27230.15
44812.4583 | 0 | 117 | 53 | 558 | 645 | 815 | 9549 | 10364 | 52478.1 | 42114.1 | 5.0635 | 3300.75 | 80689.05 | 83989.8 | 109593.79 | 31511.7
44812.5 | 2 | 109 | 155 | 424 | 1045 | 1309 | 9633 | 10942 | 56316.34 | 45374.34 | 5.1468 | 5301.45 | 81398.85 | 86700.3 | 139977.75 | 30383.96
44812.5417 | 12 | 169 | 192 | 261 | 1006 | 1367 | 9245 | 10612 | 59879.08 | 49267.08 | 5.6426 | 5536.35 | 78120.25 | 83656.6 | 163755.27 | 23777.52
44812.5833 | 15 | 125 | 125 | 160 | 835 | 1085 | 9140 | 10225 | 62835.66 | 52610.66 | 6.1453 | 4394.25 | 77233 | 81627.25 | 182546.86 | 18791.59
44812.625 | 8 | 128 | 65 | 181 | 753 | 947 | 9193 | 10140 | 64463.87 | 54323.87 | 6.3574 | 3835.35 | 77680.85 | 81516.2 | 199599.19 | 17052.33
44812.6667 | 21 | 120 | 50 | 223 | 712 | 881 | 9247 | 10128 | 65462.46 | 55334.46 | 6.4635 | 3568.05 | 78137.15 | 81705.2 | 215841.93 | 16242.74
44812.7083 | 70 | 108 | 352 | 286 | 628 | 1088 | 8686 | 9774 | 65852.86 | 56078.86 | 6.7376 | 4406.4 | 73396.7 | 77803.1 | 227792.17 | 11950.24
44812.75 | 399 | 109 | 758 | 414 | 642 | 1509 | 7472 | 8981 | 65691.98 | 56710.98 | 7.3146 | 6111.45 | 63138.4 | 69249.85 | 231350.04 | 3557.87
44812.7917 | 836 | 140 | 1055 | 775 | 1002 | 2197 | 4612 | 6809 | 64078.36 | 57269.36 | 9.4108 | 8897.85 | 38971.4 | 47869.25 | 215140.93 | -16209.11
44812.8333 | 870 | 165 | 1298 | 1331 | 1694 | 3157 | 682 | 3839 | 61691.39 | 57852.39 | 16.0697 | 12785.85 | 5762.9 | 18548.75 | 171998.29 | -43142.64
44812.875 | 969 | 325 | 1471 | 1930 | 2608 | 4404 | 43 | 4447 | 59755.3 | 55308.3 | 13.4372 | 17836.2 | 363.35 | 18199.55 | 130442.54 | -41555.75
44812.9167 | 842 | 547 | 1258 | 2342 | 3630 | 5435 | 43 | 5478 | 56723.93 | 51245.93 | 10.3549 | 22011.75 | 363.35 | 22375.1 | 96093.71 | -34348.83
44812.9583 | 700 | 872 | 1391 | 2675 | 4892 | 7155 | 5 | 7160 | 52832.88 | 45672.88 | 7.3789 | 28977.75 | 42.25 | 29020 | 72280.83 | -23812.88
44813 | 555 | 1159 | 1791 | 2754 | 6112 | 9062 | 0 | 9062 | 48657.9 | 39595.9 | 5.3694 | 36701.1 | 0 | 36701.1 | 60324.03 | -11956.8
44813.0417 | 433 | 1334 | 1828 | 2783 | 6966 | 10128 | 0 | 10128 | 45397.72 | 35269.72 | 4.4824 | 41018.4 | 0 | 41018.4 | 55944.71 | -4379.32
44813.0833 | 301 | 1379 | 1907 | 2861 | 7501 | 10787 | 0 | 10787 | 42966.99 | 32179.99 | 3.9832 | 43687.35 | 0 | 43687.35 | 56665.07 | 720.36
44813.125 | 217 | 1249 | 1847 | 2833 | 7988 | 11083 | 0 | 11083 | 41286.18 | 30203.18 | 3.7252 | 44886.15 | 0 | 44886.15 | 60265.04 | 3599.97
44813.1667 | 202 | 1123 | 1633 | 2703 | 8326 | 11082 | 0 | 11082 | 40383.1 | 29301.1 | 3.644 | 44882.1 | 0 | 44882.1 | 64764.04 | 4499
44813.2083 | 112 | 1042 | 1388 | 2690 | 7941 | 10371 | 0 | 10371 | 40205.09 | 29834.09 | 3.8767 | 42002.55 | 0 | 42002.55 | 66561.5 | 1797.46
44813.25 | 37 | 965 | 1158 | 2315 | 6922 | 9045 | 0 | 9045 | 41496.89 | 32451.89 | 4.5878 | 36632.25 | 0 | 36632.25 | 61696.86 | -4864.64
44813.2917 | 2 | 808 | 859 | 1945 | 5994 | 7660 | 0 | 7660 | 43618.62 | 35958.62 | 5.6943 | 31023 | 0 | 31023 | 49101.24 | -12595.62
44813.3333 | 2 | 674 | 585 | 1668 | 5644 | 6902 | 383 | 7285 | 44533.98 | 37248.98 | 6.1131 | 27953.1 | 3236.35 | 31189.45 | 35756.71 | -13344.53
44813.375 | 2 | 433 | 291 | 1354 | 4279 | 5003 | 4068 | 9071 | 45944.44 | 36873.44 | 5.065 | 20262.15 | 34374.6 | 54636.75 | 44449.02 | 8692.31
44813.4167 | 7 | 188 | 136 | 860 | 2314 | 2638 | 7526 | 10164 | 48761.65 | 38597.65 | 4.7975 | 10683.9 | 63594.7 | 74278.6 | 69965.97 | 25516.95
44813.4583 | 10 | 148 | 127 | 797 | 2057 | 2333 | 8764 | 11097 | 52466.82 | 41369.82 | 4.728 | 9448.65 | 74055.8 | 83504.45 | 101003.6 | 31037.63
44813.5 | 1 | 79 | 110 | 630 | 1642 | 1830 | 9508 | 11338 | 55832.54 | 44494.54 | 4.9244 | 7411.5 | 80342.6 | 87754.1 | 132925.16 | 31921.56
44813.5417 | 2 | 46 | 93 | 482 | 1202 | 1340 | 9389 | 10729 | 59337.34 | 48608.34 | 5.5306 | 5427 | 79337.05 | 84764.05 | 158351.87 | 25426.71
44813.5833 | 5 | 62 | 71 | 524 | 1173 | 1306 | 9488 | 10794 | 61955.26 | 51161.26 | 5.7398 | 5289.3 | 80173.6 | 85462.9 | 181859.51 | 23507.64
44813.625 | 229 | 95 | 289 | 587 | 1260 | 1644 | 9284 | 10928 | 63999.65 | 53071.65 | 5.8565 | 6658.2 | 78449.8 | 85108 | 202967.86 | 21108.35
44813.6667 | 1044 | 115 | 1170 | 696 | 1506 | 2791 | 9054 | 11845 | 65346.54 | 53501.54 | 5.5168 | 11303.55 | 76506.3 | 87809.85 | 225431.17 | 22463.31
44813.7083 | 1581 | 130 | 1721 | 874 | 1830 | 3681 | 8806 | 12487 | 66018.87 | 53531.87 | 5.287 | 14908.05 | 74410.7 | 89318.75 | 248731.05 | 23299.88
44813.75 | 924 | 155 | 1299 | 911 | 2062 | 3516 | 7992 | 11508 | 65305.7 | 53797.7 | 5.6748 | 14239.8 | 67532.4 | 81772.2 | 265197.55 | 16466.5
44813.7917 | 739 | 215 | 1421 | 966 | 2583 | 4220 | 5090 | 9310 | 63127.18 | 53817.18 | 6.7806 | 17091 | 43010.5 | 60101.5 | 262171.87 | -3025.68
44813.8333 | 855 | 353 | 1679 | 1191 | 3746 | 5778 | 879 | 6657 | 59986.82 | 53329.82 | 9.0111 | 23400.9 | 7427.55 | 30828.45 | 233013.5 | -29158.37
44813.875 | 865 | 872 | 2225 | 1733 | 5847 | 8944 | 0 | 8944 | 57662 | 48718 | 6.447 | 36223.2 | 0 | 36223.2 | 211574.7 | -21438.8
44813.9167 | 859 | 1364 | 2633 | 2351 | 8152 | 12149 | 0 | 12149 | 55000.36 | 42851.36 | 4.5272 | 49203.45 | 0 | 49203.45 | 205777.79 | -5796.91
44813.9583 | 910 | 1487 | 2930 | 2865 | 10403 | 14820 | 0 | 14820 | 52140.83 | 37320.83 | 3.5183 | 60021 | 0 | 60021 | 213657.96 | 7880.17
44814 | 827 | 1513 | 2933 | 3146 | 11740 | 16186 | 0 | 16186 | 48861.77 | 32675.77 | 3.0188 | 65553.3 | 0 | 65553.3 | 230349.49 | 16691.53
44814.0417 | 650 | 1435 | 2681 | 3116 | 11807 | 15923 | 0 | 15923 | 45814.02 | 29891.02 | 2.8772 | 64488.15 | 0 | 64488.15 | 249023.62 | 18674.13
44814.0833 | 456 | 1290 | 2311 | 2804 | 11105 | 14706 | 0 | 14706 | 43390.07 | 28684.07 | 2.9505 | 59559.3 | 0 | 59559.3 | 265192.85 | 16169.23
44814.125 | 319 | 1144 | 1939 | 2469 | 9764 | 12846 | 0 | 12846 | 41460.37 | 28614.37 | 3.2275 | 52026.3 | 0 | 52026.3 | 275758.78 | 10565.93
44814.1667 | 180 | 1036 | 1623 | 1889 | 8411 | 11070 | 0 | 11070 | 40176.17 | 29106.17 | 3.6293 | 44833.5 | 0 | 44833.5 | 280416.11 | 4657.33
44814.2083 | 87 | 856 | 1307 | 1268 | 7003 | 9167 | 0 | 9167 | 39419.92 | 30252.92 | 4.3002 | 37126.35 | 0 | 37126.35 | 278122.54 | -2293.57
44814.25 | 42 | 622 | 1193 | 1198 | 6242 | 8057 | 0 | 8057 | 39334.21 | 31277.21 | 4.882 | 32630.85 | 0 | 32630.85 | 271419.18 | -6703.36
44814.2917 | 33 | 432 | 998 | 1214 | 5282 | 6712 | 0 | 6712 | 39670.82 | 32958.82 | 5.9104 | 27183.6 | 0 | 27183.6 | 258931.96 | -12487.22
44814.3333 | 22 | 310 | 787 | 1365 | 4528 | 5626 | 329 | 5955 | 40246.58 | 34291.58 | 6.7585 | 22785.3 | 2780.05 | 25565.35 | 244250.73 | -14681.23
44814.375 | 11 | 137 | 533 | 1270 | 3393 | 4063 | 4251 | 8314 | 42379.99 | 34065.99 | 5.0974 | 16455.15 | 35920.95 | 52376.1 | 254246.84 | 9996.11
44814.4167 | 0 | 16 | 309 | 963 | 2465 | 2790 | 8084 | 10874 | 45906.74 | 35032.74 | 4.2217 | 11299.5 | 68309.8 | 79609.3 | 287949.4 | 33702.56
44814.4583 | 4 | 7 | 358 | 850 | 2464 | 2829 | 9379 | 12208 | 50169.25 | 37961.25 | 4.1095 | 11457.45 | 79252.55 | 90710 | 328490.15 | 40540.75
44814.5 | 0 | 22 | 224 | 769 | 2032 | 2278 | 9783 | 12061 | 54008.05 | 41947.05 | 4.4779 | 9225.9 | 82666.35 | 91892.25 | 366374.35 | 37884.2
44814.5417 | 3 | 55 | 203 | 624 | 1547 | 1805 | 9433 | 11238 | 57409.59 | 46171.59 | 5.1085 | 7310.25 | 79708.85 | 87019.1 | 395983.86 | 29609.51
44814.5833 | 34 | 112 | 281 | 543 | 1581 | 1973 | 8975 | 10948 | 60076.21 | 49128.21 | 5.4874 | 7990.65 | 75838.75 | 83829.4 | 419737.05 | 23753.19
44814.625 | 122 | 96 | 320 | 769 | 1998 | 2413 | 8898 | 11311 | 62155.01 | 50844.01 | 5.4951 | 9772.65 | 75188.1 | 84960.75 | 442542.79 | 22805.74
44814.6667 | 469 | 128 | 712 | 1326 | 2785 | 3626 | 8974 | 12600 | 63865.83 | 51265.83 | 5.0687 | 14685.3 | 75830.3 | 90515.6 | 469192.56 | 26649.77
44814.7083 | 849 | 154 | 1180 | 2085 | 3566 | 4899 | 8709 | 13608 | 64734.29 | 51126.29 | 4.7571 | 19840.95 | 73591.05 | 93432 | 497890.27 | 28697.71
44814.75 | 1021 | 165 | 1486 | 2256 | 4139 | 5790 | 7710 | 13500 | 64440.98 | 50940.98 | 4.7734 | 23449.5 | 65149.5 | 88599 | 522048.29 | 24158.02
44814.7917 | 1255 | 226 | 1990 | 2874 | 5616 | 7831 | 4724 | 12555 | 62770.57 | 50215.57 | 4.9996 | 31715.55 | 39917.8 | 71633.35 | 530911.07 | 8862.78
44814.8333 | 1190 | 359 | 2464 | 3264 | 7130 | 9953 | 733 | 10686 | 60241.34 | 49555.34 | 5.6374 | 40309.65 | 6193.85 | 46503.5 | 517173.23 | -13737.84
44814.875 | 1006 | 569 | 2922 | 3464 | 8549 | 12040 | 0 | 12040 | 58001.17 | 45961.17 | 4.8174 | 48762 | 0 | 48762 | 507934.06 | -9239.17
44814.9167 | 895 | 747 | 2950 | 3389 | 10248 | 13944 | 0 | 13944 | 55030.28 | 41086.28 | 3.9465 | 56473.2 | 0 | 56473.2 | 509376.98 | 1442.92
44814.9583 | 858 | 734 | 2733 | 3221 | 11031 | 14498 | 0 | 14498 | 51968.78 | 37470.78 | 3.5845 | 58716.9 | 0 | 58716.9 | 516125.1 | 6748.12
44815 | 677 | 747 | 2449 | 3267 | 11641 | 14837 | 0 | 14837 | 48896.79 | 34059.79 | 3.2956 | 60089.85 | 0 | 60089.85 | 527318.16 | 11193.06
44815.0417 | 441 | 667 | 1997 | 3187 | 11519 | 14183 | 0 | 14183 | 46108 | 31925 | 3.2509 | 57441.15 | 0 | 57441.15 | 538651.31 | 11333.15
44815.0833 | 231 | 517 | 1554 | 2820 | 10741 | 12811 | 0 | 12811 | 43968.98 | 31157.98 | 3.4321 | 51884.55 | 0 | 51884.55 | 546566.88 | 7915.57
44815.125 | 128 | 642 | 1445 | 2316 | 10350 | 12438 | 0 | 12438 | 42167.56 | 29729.56 | 3.3902 | 50373.9 | 0 | 50373.9 | 554773.22 | 8206.34
44815.1667 | 46 | 657 | 1190 | 1991 | 10057 | 11905 | 0 | 11905 | 40907.95 | 29002.95 | 3.4362 | 48215.25 | 0 | 48215.25 | 562080.52 | 7307.3
44815.2083 | 3 | 662 | 903 | 1444 | 9745 | 11310 | 0 | 11310 | 39820.91 | 28510.91 | 3.5209 | 45805.5 | 0 | 45805.5 | 568065.11 | 5984.59
44815.25 | 0 | 838 | 837 | 1296 | 9341 | 11016 | 0 | 11016 | 39625.28 | 28609.28 | 3.5971 | 44614.8 | 0 | 44614.8 | 573054.63 | 4989.52
44815.2917 | 1 | 1087 | 704 | 1460 | 9141 | 10932 | 0 | 10932 | 39331.75 | 28399.75 | 3.5979 | 44274.6 | 0 | 44274.6 | 577997.48 | 4942.85
44815.3333 | 6 | 1426 | 627 | 1458 | 9520 | 11573 | 247 | 11820 | 39381.13 | 27561.13 | 3.3317 | 46870.65 | 2087.15 | 48957.8 | 587574.15 | 9576.67
44815.375 | 19 | 1332 | 628 | 1291 | 9968 | 11929 | 2273 | 14202 | 41181.28 | 26979.28 | 2.8997 | 48312.45 | 19206.85 | 67519.3 | 613912.17 | 26338.02
44815.4167 | 4 | 1183 | 674 | 803 | 9819 | 11676 | 4336 | 16012 | 44470.45 | 28458.45 | 2.7773 | 47287.8 | 36639.2 | 83927 | 653368.72 | 39456.55
44815.4583 | 13 | 840 | 680 | 493 | 7847 | 9367 | 5971 | 15338 | 47766.1 | 32428.1 | 3.1142 | 37936.35 | 50454.95 | 88391.3 | 693993.92 | 40625.2
44815.5 | 54 | 882 | 584 | 465 | 5693 | 7159 | 7074 | 14233 | 51128.99 | 36895.99 | 3.5923 | 28993.95 | 59775.3 | 88769.25 | 731634.18 | 37640.26
44815.5417 | 153 | 699 | 506 | 240 | 3575 | 4780 | 8108 | 12888 | 54270.32 | 41382.32 | 4.2109 | 19359 | 68512.6 | 87871.6 | 765235.46 | 33601.28
44815.5833 | 330 | 542 | 639 | 86 | 2205 | 3386 | 8486 | 11872 | 56983.25 | 45111.25 | 4.7998 | 13713.3 | 71706.7 | 85420 | 793672.21 | 28436.75
44815.625 | 539 | 501 | 970 | 16 | 1322 | 2792 | 8553 | 11345 | 59171.32 | 47826.32 | 5.2156 | 11307.6 | 72272.85 | 83580.45 | 818081.34 | 24409.13
44815.6667 | 800 | 502 | 1269 | 34 | 818 | 2590 | 8830 | 11420 | 61048.67 | 49628.67 | 5.3458 | 10489.5 | 74613.5 | 85103 | 842135.67 | 24054.33
44815.7083 | 938 | 411 | 1339 | 37 | 548 | 2298 | 8003 | 10301 | 61911.69 | 51610.69 | 6.0103 | 9306.9 | 67625.35 | 76932.25 | 857156.23 | 15020.56
44815.75 | 1019 | 310 | 1464 | 31 | 488 | 2262 | 6989 | 9251 | 61916.37 | 52665.37 | 6.6929 | 9161.1 | 59057.05 | 68218.15 | 863458.01 | 6301.78
44815.7917 | 851 | 216 | 1337 | 29 | 447 | 2000 | 4363 | 6363 | 60453.18 | 54090.18 | 9.5007 | 8100 | 36867.35 | 44967.35 | 847972.18 | -15485.83
44815.8333 | 626 | 151 | 1218 | 97 | 485 | 1853 | 638 | 2491 | 57957.63 | 55466.63 | 23.2668 | 7504.65 | 5391.1 | 12895.75 | 802910.3 | -45061.88
44815.875 | 539 | 191 | 1394 | 395 | 980 | 2565 | 0 | 2565 | 56709.15 | 54144.15 | 22.1088 | 10388.25 | 0 | 10388.25 | 756589.4 | -46320.9
44815.9167 | 453 | 263 | 1548 | 726 | 1583 | 3394 | 0 | 3394 | 54088.18 | 50694.18 | 15.9364 | 13745.7 | 0 | 13745.7 | 716246.92 | -40342.48
44815.9583 | 280 | 223 | 1229 | 868 | 1709 | 3162 | 0 | 3162 | 50375.03 | 47213.03 | 15.9314 | 12806.1 | 0 | 12806.1 | 678677.99 | -37568.93
44816 | 80 | 261 | 893 | 988 | 1800 | 2955 | 0 | 2955 | 46609.8 | 43654.8 | 15.7732 | 11967.75 | 0 | 11967.75 | 644035.94 | -34642.05
44816.0417 | 7 | 318 | 755 | 1076 | 2139 | 3213 | 0 | 3213 | 43439.85 | 40226.85 | 13.52 | 13012.65 | 0 | 13012.65 | 613608.74 | -30427.2
44816.0833 | 3 | 313 | 606 | 1075 | 2487 | 3406 | 0 | 3406 | 41188.49 | 37782.49 | 12.0929 | 13794.3 | 0 | 13794.3 | 586214.55 | -27394.19
44816.125 | 10 | 340 | 429 | 1130 | 2805 | 3574 | 0 | 3574 | 39821.59 | 36247.59 | 11.142 | 14474.7 | 0 | 14474.7 | 560867.66 | -25346.89
44816.1667 | 33 | 334 | 382 | 1362 | 3269 | 3985 | 0 | 3985 | 39001.72 | 35016.72 | 9.7871 | 16139.25 | 0 | 16139.25 | 538005.19 | -22862.47
44816.2083 | 69 | 324 | 321 | 1551 | 3539 | 4184 | 0 | 4184 | 39145.58 | 34961.58 | 9.356 | 16945.2 | 0 | 16945.2 | 515804.81 | -22200.38
44816.25 | 84 | 281 | 257 | 1589 | 3473 | 4011 | 0 | 4011 | 40410.9 | 36399.9 | 10.075 | 16244.55 | 0 | 16244.55 | 491638.46 | -24166.35
44816.2917 | 137 | 237 | 334 | 1660 | 3677 | 4249 | 0 | 4249 | 42547.25 | 38298.25 | 10.0135 | 17208.45 | 0 | 17208.45 | 466299.66 | -25338.8
44816.3333 | 159 | 197 | 432 | 1623 | 3642 | 4270 | 302 | 4572 | 43124.82 | 38552.82 | 9.4324 | 17293.5 | 2551.9 | 19845.4 | 443020.24 | -23279.42
44816.375 | 202 | 173 | 480 | 1305 | 2989 | 3642 | 3524 | 7166 | 44254.95 | 37088.95 | 6.1757 | 14750.1 | 29777.8 | 44527.9 | 443293.19 | 272.95
44816.4167 | 81 | 51 | 230 | 1103 | 2486 | 2768 | 7154 | 9922 | 46386.09 | 36464.09 | 4.6751 | 11210.4 | 60451.3 | 71661.7 | 468568.8 | 25275.61
44816.4583 | 26 | 39 | 131 | 1452 | 3385 | 3554 | 8270 | 11824 | 49426.8 | 37602.8 | 4.1802 | 14393.7 | 69881.5 | 84275.2 | 503417.2 | 34848.4
44816.5 | 11 | 11 | 102 | 1476 | 3398 | 3511 | 9399 | 12910 | 52678.4 | 39768.4 | 4.0804 | 14219.55 | 79421.55 | 93641.1 | 544379.9 | 40962.7
44816.5417 | 10 | 0 | 75 | 1316 | 2968 | 3043 | 9548 | 12591 | 55922.94 | 43331.94 | 4.4415 | 12324.15 | 80680.6 | 93004.75 | 581461.71 | 37081.81
44816.5833 | 56 | 0 | 117 | 1285 | 2625 | 2742 | 9543 | 12285 | 59020.9 | 46735.9 | 4.8043 | 11105.1 | 80638.35 | 91743.45 | 614184.26 | 32722.55
44816.625 | 166 | 0 | 229 | 1112 | 2242 | 2471 | 9421 | 11892 | 61651.97 | 49759.97 | 5.1843 | 10007.55 | 79607.45 | 89615 | 642147.29 | 27963.03
44816.6667 | 340 | 3 | 420 | 879 | 1783 | 2205 | 9331 | 11536 | 63631.61 | 52095.61 | 5.5159 | 8930.25 | 78846.95 | 87777.2 | 666292.88 | 24145.59
44816.7083 | 533 | 15 | 622 | 651 | 1456 | 2092 | 8916 | 11008 | 65041.54 | 54033.54 | 5.9086 | 8472.6 | 75340.2 | 83812.8 | 685064.14 | 18771.26
44816.75 | 562 | 30 | 678 | 545 | 1307 | 2014 | 8103 | 10117 | 65034.04 | 54917.04 | 6.4282 | 8156.7 | 68470.35 | 76627.05 | 696657.15 | 11593.01
44816.7917 | 703 | 26 | 982 | 558 | 1331 | 2339 | 5158 | 7497 | 63088.43 | 55591.43 | 8.4152 | 9472.95 | 43585.1 | 53058.05 | 686626.77 | -10030.38
44816.8333 | 673 | 118 | 1200 | 747 | 2090 | 3408 | 722 | 4130 | 60395.45 | 56265.45 | 14.6236 | 13802.4 | 6100.9 | 19903.3 | 646134.62 | -40492.15
44816.875 | 656 | 326 | 1474 | 1243 | 4122 | 5922 | 0 | 5922 | 58698.96 | 52776.96 | 9.912 | 23984.1 | 0 | 23984.1 | 611419.76 | -34714.86
44816.9167 | 701 | 629 | 2106 | 1874 | 7027 | 9762 | 0 | 9762 | 55538.95 | 45776.95 | 5.6893 | 39536.1 | 0 | 39536.1 | 595416.91 | -16002.85
44816.9583 | 654 | 949 | 2426 | 2172 | 8932 | 12307 | 0 | 12307 | 51166.74 | 38859.74 | 4.1575 | 49843.35 | 0 | 49843.35 | 594093.52 | -1323.39
44817 | 490 | 1041 | 2207 | 2322 | 9557 | 12805 | 0 | 12805 | 47079.1 | 34274.1 | 3.6766 | 51860.25 | 0 | 51860.25 | 598874.67 | 4781.15
44817.0417 | 307 | 1109 | 2020 | 2402 | 10025 | 13154 | 0 | 13154 | 43962.37 | 30808.37 | 3.3421 | 53273.7 | 0 | 53273.7 | 608186 | 9311.33
44817.0833 | 171 | 1228 | 1685 | 2408 | 10591 | 13504 | 0 | 13504 | 41702.56 | 28198.56 | 3.0882 | 54691.2 | 0 | 54691.2 | 621174.64 | 12988.64
44817.125 | 76 | 1318 | 1407 | 2315 | 10820 | 13545 | 0 | 13545 | 40332.71 | 26787.71 | 2.9777 | 54857.25 | 0 | 54857.25 | 635699.18 | 14524.54
44817.1667 | 31 | 1445 | 1154 | 2238 | 10613 | 13211 | 0 | 13211 | 39562.39 | 26351.39 | 2.9947 | 53504.55 | 0 | 53504.55 | 649641.34 | 13942.16
44817.2083 | 13 | 1343 | 817 | 2012 | 9956 | 12117 | 0 | 12117 | 39314.48 | 27197.48 | 3.2446 | 49073.85 | 0 | 49073.85 | 659400.71 | 9759.37
44817.25 | 9 | 1240 | 605 | 1799 | 9029 | 10875 | 0 | 10875 | 40557.55 | 29682.55 | 3.7294 | 44043.75 | 0 | 44043.75 | 662886.91 | 3486.2
44817.2917 | 2 | 1149 | 512 | 1544 | 8385 | 10046 | 0 | 10046 | 42778.4 | 32732.4 | 4.2583 | 40686.3 | 0 | 40686.3 | 660794.81 | -2092.1
44817.3333 | 5 | 1049 | 499 | 1337 | 8140 | 9688 | 290 | 9978 | 43303.96 | 33325.96 | 4.3399 | 39236.4 | 2450.5 | 41686.9 | 659177.75 | -1617.06
44817.375 | 5 | 716 | 394 | 1159 | 6794 | 7904 | 4150 | 12054 | 44405.29 | 32351.29 | 3.6839 | 32011.2 | 35067.5 | 67078.7 | 681851.16 | 22673.41
44817.4167 | 1 | 450 | 319 | 783 | 4996 | 5765 | 8376 | 14141 | 46731.21 | 32590.21 | 3.3047 | 23348.25 | 70777.2 | 94125.45 | 729245.4 | 47394.24
44817.4583 | 0 | 431 | 362 | 857 | 4989 | 5783 | 9501 | 15284 | 50122.39 | 34838.39 | 3.2794 | 23421.15 | 80283.45 | 103704.6 | 782827.61 | 53582.21
44817.5 | 64 | 326 | 410 | 925 | 3921 | 4657 | 9575 | 14232 | 53561.65 | 39329.65 | 3.7635 | 18860.85 | 80908.75 | 99769.6 | 829035.56 | 46207.95
44817.5417 | 344 | 282 | 665 | 890 | 3299 | 4246 | 9570 | 13816 | 57129.12 | 43313.12 | 4.135 | 17196.3 | 80866.5 | 98062.8 | 869969.24 | 40933.68
44817.5833 | 538 | 229 | 888 | 1047 | 3545 | 4663 | 9456 | 14119 | 60496.17 | 46377.17 | 4.2847 | 18885.15 | 79903.2 | 98788.35 | 908261.42 | 38292.18
44817.625 | 854 | 210 | 1252 | 1061 | 3912 | 5373 | 9123 | 14496 | 62931.22 | 48435.22 | 4.3413 | 21760.65 | 77089.35 | 98850 | 944180.2 | 35918.78
44817.6667 | 924 | 180 | 1414 | 1338 | 4524 | 6118 | 8934 | 15052 | 64951.42 | 49899.42 | 4.3151 | 24777.9 | 75492.3 | 100270.2 | 979498.98 | 35318.78
44817.7083 | 896 | 209 | 1521 | 1789 | 5401 | 7131 | 8443 | 15574 | 66233.82 | 50659.82 | 4.2528 | 28880.55 | 71343.35 | 100223.9 | 1013489.06 | 33990.08
44817.75 | 1057 | 276 | 1960 | 2010 | 6023 | 8258 | 7390 | 15648 | 66162.81 | 50514.81 | 4.2282 | 33444.9 | 62445.5 | 95890.4 | 1043216.65 | 29727.59
44817.7917 | 1124 | 431 | 2493 | 2132 | 7138 | 10062 | 4300 | 14362 | 64336.66 | 49974.66 | 4.4796 | 40751.1 | 36335 | 77086.1 | 1055966.09 | 12749.44
44817.8333 | 940 | 722 | 2519 | 2197 | 7790 | 11032 | 455 | 11487 | 61635.62 | 50148.62 | 5.3657 | 44679.6 | 3844.75 | 48524.35 | 1042854.82 | -13111.27
44817.875 | 736 | 1037 | 2621 | 2327 | 9015 | 12673 | 0 | 12673 | 59596.58 | 46923.58 | 4.7026 | 51325.65 | 0 | 51325.65 | 1034583.89 | -8270.93
44817.9167 | 682 | 1268 | 2627 | 2713 | 10762 | 14656 | 0 | 14656 | 56561.65 | 41905.65 | 3.8593 | 59356.8 | 0 | 59356.8 | 1037379.04 | 2795.15
44817.9583 | 692 | 1484 | 2627 | 2868 | 12199 | 16309 | 0 | 16309 | 52310.22 | 36001.22 | 3.2074 | 66051.45 | 0 | 66051.45 | 1051120.27 | 13741.23
44818 | 684 | 1594 | 2460 | 2907 | 12695 | 16749 | 0 | 16749 | 48410.77 | 31661.77 | 2.8904 | 67833.45 | 0 | 67833.45 | 1070542.95 | 19422.68
44818.0417 | 679 | 1655 | 2413 | 2698 | 12331 | 16400 | 0 | 16400 | 44673.65 | 28273.65 | 2.724 | 66420 | 0 | 66420 | 1092289.3 | 21746.35
44818.0833 | 718 | 1500 | 2207 | 2680 | 12011 | 15718 | 0 | 15718 | 42292.1 | 26574.1 | 2.6907 | 63657.9 | 0 | 63657.9 | 1113655.1 | 21365.8
44818.125 | 674 | 1395 | 1963 | 2710 | 11841 | 15200 | 0 | 15200 | 40641.12 | 25441.12 | 2.6738 | 61560 | 0 | 61560 | 1134573.98 | 20918.88
44818.1667 | 570 | 1241 | 1636 | 2693 | 11692 | 14569 | 0 | 14569 | 39557.96 | 24988.96 | 2.7152 | 59004.45 | 0 | 59004.45 | 1154020.47 | 19446.49
44818.2083 | 473 | 1167 | 1374 | 2910 | 11398 | 13940 | 0 | 13940 | 39338.93 | 25398.93 | 2.822 | 56457 | 0 | 56457 | 1171138.54 | 17118.07
44818.25 | 396 | 894 | 1113 | 2775 | 10788 | 12796 | 0 | 12796 | 40520.9 | 27724.9 | 3.1667 | 51823.8 | 0 | 51823.8 | 1182441.44 | 11302.9
44818.2917 | 365 | 785 | 912 | 2613 | 10220 | 11917 | 0 | 11917 | 42692.13 | 30775.13 | 3.5825 | 48263.85 | 0 | 48263.85 | 1188013.16 | 5571.72
44818.3333 | 341 | 781 | 847 | 2639 | 9806 | 11435 | 321 | 11756 | 43358.93 | 31602.93 | 3.6882 | 46311.75 | 2712.45 | 49024.2 | 1193678.43 | 5665.27
44818.375 | 354 | 536 | 776 | 2114 | 7995 | 9306 | 3633 | 12939 | 44428.1 | 31489.1 | 3.4337 | 37689.3 | 30698.85 | 68388.15 | 1217638.48 | 23960.05
44818.4167 | 424 | 303 | 785 | 1713 | 7648 | 8737 | 7382 | 16119 | 47030.51 | 30911.51 | 2.9177 | 35384.85 | 62377.9 | 97762.75 | 1268370.72 | 50732.24
44818.4583 | 518 | 310 | 1002 | 2191 | 8632 | 9944 | 8750 | 18694 | 50214.85 | 31520.85 | 2.6861 | 40273.2 | 73937.5 | 114210.7 | 1332366.57 | 63995.85
44818.5 | 944 | 289 | 1414 | 2535 | 8500 | 10202 | 9189 | 19391 | 53378.66 | 33987.66 | 2.7528 | 41318.1 | 77647.05 | 118965.15 | 1397953.06 | 65586.49
44818.5417 | 1215 | 179 | 1743 | 3020 | 9091 | 11012 | 9316 | 20328 | 56543.19 | 36215.19 | 2.7815 | 44598.6 | 78720.2 | 123318.8 | 1464728.67 | 66775.61
44818.5833 | 1388 | 199 | 2006 | 3279 | 9675 | 11880 | 9025 | 20905 | 59647.06 | 38742.06 | 2.8532 | 48114 | 76261.25 | 124375.25 | 1529456.86 | 64728.19
44818.625 | 1408 | 304 | 2180 | 3409 | 10157 | 12641 | 8880 | 21521 | 62173.25 | 40652.25 | 2.889 | 51196.05 | 75036 | 126232.05 | 1593515.66 | 64058.8
44818.6667 | 1256 | 386 | 2229 | 3376 | 10537 | 13152 | 8138 | 21290 | 63981.53 | 42691.53 | 3.0052 | 53265.6 | 68766.1 | 122031.7 | 1651565.83 | 58050.17
44818.7083 | 1263 | 420 | 2713 | 3226 | 10971 | 14105 | 7342 | 21447 | 65099.06 | 43652.06 | 3.0353 | 57125.25 | 62039.9 | 119165.15 | 1705631.92 | 54066.09
44818.75 | 1303 | 492 | 2869 | 3116 | 10969 | 14329 | 5623 | 19952 | 64763.07 | 44811.07 | 3.2459 | 58032.45 | 47514.35 | 105546.8 | 1746415.65 | 40783.73
44818.7917 | 1386 | 636 | 3132 | 2615 | 10673 | 14441 | 3158 | 17599 | 62518.54 | 44919.54 | 3.5524 | 58486.05 | 26685.1 | 85171.15 | 1769068.26 | 22652.61
44818.8333 | 1232 | 743 | 2941 | 2852 | 9654 | 13338 | 456 | 13794 | 59690.1 | 45896.1 | 4.3273 | 54018.9 | 3853.2 | 57872.1 | 1767250.26 | -1818
44818.875 | 1143 | 1064 | 3082 | 3145 | 9771 | 13917 | 0 | 13917 | 57956.18 | 44039.18 | 4.1644 | 56363.85 | 0 | 56363.85 | 1765657.93 | -1592.33
44818.9167 | 952 | 1331 | 3226 | 3366 | 10914 | 15471 | 0 | 15471 | 54845.07 | 39374.07 | 3.545 | 62657.55 | 0 | 62657.55 | 1773470.41 | 7812.48
44818.9583 | 549 | 1487 | 2732 | 3505 | 11456 | 15674 | 0 | 15674 | 50966.54 | 35292.54 | 3.2517 | 63479.7 | 0 | 63479.7 | 1785983.57 | 12513.16
44819 | 346 | 1589 | 2120 | 3198 | 11806 | 15514 | 0 | 15514 | 46893.27 | 31379.27 | 3.0226 | 62831.7 | 0 | 62831.7 | 1801922 | 15938.43
44819.0417 | 104 | 1605 | 1571 | 2814 | 11841 | 15017 | 0 | 15017 | 43700.74 | 28683.74 | 2.9101 | 60818.85 | 0 | 60818.85 | 1819040.11 | 17118.11
44819.0833 | 10 | 1635 | 1244 | 2650 | 11658 | 14536 | 0 | 14536 | 41423.21 | 26887.21 | 2.8497 | 58870.8 | 0 | 58870.8 | 1836487.7 | 17447.59
44819.125 | 10 | 1534 | 1142 | 2407 | 11420 | 14096 | 0 | 14096 | 39870.42 | 25774.42 | 2.8285 | 57088.8 | 0 | 57088.8 | 1853706.08 | 17218.38
44819.1667 | 39 | 1506 | 953 | 2212 | 11541 | 14000 | 0 | 14000 | 39002.12 | 25002.12 | 2.7859 | 56700 | 0 | 56700 | 1871403.96 | 17697.88
44819.2083 | 66 | 1377 | 837 | 2052 | 11374 | 13588 | 0 | 13588 | 38597.21 | 25009.21 | 2.8405 | 55031.4 | 0 | 55031.4 | 1887838.15 | 16434.19
44819.25 | 88 | 1255 | 748 | 1950 | 10845 | 12848 | 0 | 12848 | 39728.81 | 26880.81 | 3.0922 | 52034.4 | 0 | 52034.4 | 1900143.74 | 12305.59
44819.2917 | 188 | 1091 | 774 | 1925 | 10531 | 12395 | 0 | 12395 | 41918.15 | 29523.15 | 3.3819 | 50199.75 | 0 | 50199.75 | 1908425.34 | 8281.6
44819.3333 | 231 | 1002 | 823 | 2237 | 10842 | 12667 | 316 | 12983 | 42619.06 | 29636.06 | 3.2827 | 51301.35 | 2670.2 | 53971.55 | 1919777.83 | 11352.49
44819.375 | 226 | 642 | 729 | 2410 | 9768 | 11139 | 4025 | 15164 | 43861.67 | 28697.67 | 2.8925 | 45112.95 | 34011.25 | 79124.2 | 1955040.36 | 35262.53
44819.4167 | 109 | 334 | 527 | 2661 | 10367 | 11228 | 8120 | 19348 | 46418.94 | 27070.94 | 2.3992 | 45473.4 | 68614 | 114087.4 | 2022708.82 | 67668.46
44819.4583 | 36 | 410 | 415 | 3317 | 11469 | 12294 | 8744 | 21038 | 49574.69 | 28536.69 | 2.3564 | 49790.7 | 73886.8 | 123677.5 | 2096811.63 | 74102.81
44819.5 | 180 | 338 | 548 | 3295 | 10155 | 11041 | 9004 | 20045 | 52898.45 | 32853.45 | 2.639 | 44716.05 | 76083.8 | 120799.85 | 2164713.03 | 67901.4
44819.5417 | 214 | 273 | 534 | 2965 | 8948 | 9755 | 8851 | 18606 | 56077.28 | 37471.28 | 3.0139 | 39507.75 | 74790.95 | 114298.7 | 2222934.45 | 58221.42
44819.5833 | 501 | 253 | 809 | 2848 | 8387 | 9449 | 9218 | 18667 | 59182.95 | 40515.95 | 3.1705 | 38268.45 | 77892.1 | 116160.55 | 2279912.05 | 56977.6
44819.625 | 377 | 274 | 639 | 2690 | 7868 | 8781 | 9267 | 18048 | 61575.35 | 43527.35 | 3.4118 | 35563.05 | 78306.15 | 113869.2 | 2332205.9 | 52293.85
44819.6667 | 532 | 374 | 867 | 2746 | 7721 | 8962 | 9195 | 18157 | 63496.14 | 45339.14 | 3.4971 | 36296.1 | 77697.75 | 113993.85 | 2382703.61 | 50497.71
44819.7083 | 751 | 431 | 1504 | 2945 | 8143 | 10077 | 8915 | 18992 | 64799.65 | 45807.65 | 3.4119 | 40811.85 | 75331.75 | 116143.6 | 2434047.56 | 51343.95
44819.75 | 1331 | 492 | 2511 | 3065 | 9059 | 12063 | 8264 | 20327 | 64656.77 | 44329.77 | 3.1808 | 48855.15 | 69830.8 | 118685.95 | 2488076.74 | 54029.18
44819.7917 | 1468 | 593 | 3108 | 2917 | 9673 | 13373 | 5201 | 18574 | 62675.7 | 44101.7 | 3.3744 | 54160.65 | 43948.45 | 98109.1 | 2523510.14 | 35433.4
44819.8333 | 933 | 617 | 2898 | 2849 | 9801 | 13317 | 619 | 13936 | 60071.35 | 46135.35 | 4.3105 | 53933.85 | 5230.55 | 59164.4 | 2522603.19 | -906.95
44819.875 | 426 | 877 | 1946 | 3084 | 11228 | 14050 | 0 | 14050 | 58602.98 | 44552.98 | 4.171 | 56902.5 | 0 | 56902.5 | 2520902.71 | -1700.48
44819.9167 | 279 | 1164 | 1415 | 3530 | 13597 | 16176 | 0 | 16176 | 55996.17 | 39820.17 | 3.4617 | 65512.8 | 0 | 65512.8 | 2530419.34 | 9516.63
44819.9583 | 262 | 1408 | 1291 | 3774 | 15126 | 17825 | 0 | 17825 | 52604.72 | 34779.72 | 2.9512 | 72191.25 | 0 | 72191.25 | 2550005.87 | 19586.53
44820 | 208 | 1579 | 1300 | 3771 | 15508 | 18387 | 0 | 18387 | 48971.84 | 30584.84 | 2.6634 | 74467.35 | 0 | 74467.35 | 2575501.38 | 25495.51
44820.0417 | 216 | 1644 | 1356 | 3756 | 15331 | 18331 | 0 | 18331 | 45989.11 | 27658.11 | 2.5088 | 74240.55 | 0 | 74240.55 | 2603752.82 | 28251.44
44820.0833 | 221 | 1621 | 1454 | 3789 | 14854 | 17929 | 0 | 17929 | 43725.67 | 25796.67 | 2.4388 | 72612.45 | 0 | 72612.45 | 2632639.6 | 28886.78
44820.125 | 98 | 1484 | 1332 | 3798 | 14688 | 17504 | 0 | 17504 | 42299.62 | 24795.62 | 2.4166 | 70891.2 | 0 | 70891.2 | 2661231.18 | 28591.58
44820.1667 | 76 | 1443 | 1252 | 3755 | 14855 | 17550 | 0 | 17550 | 41544.89 | 23994.89 | 2.3672 | 71077.5 | 0 | 71077.5 | 2690763.79 | 29532.61
44820.2083 | 57 | 1348 | 1170 | 3742 | 14433 | 16951 | 0 | 16951 | 41472.41 | 24521.41 | 2.4466 | 68651.55 | 0 | 68651.55 | 2717942.93 | 27179.14
44820.25 | 40 | 1133 | 1454 | 3555 | 13269 | 15856 | 0 | 15856 | 42741.39 | 26885.39 | 2.6956 | 64216.8 | 0 | 64216.8 | 2739418.34 | 21475.41
44820.2917 | 42 | 1127 | 1377 | 3238 | 12156 | 14659 | 0 | 14659 | 44859 | 30200 | 3.0602 | 59368.95 | 0 | 59368.95 | 2753928.29 | 14509.95
44820.3333 | 25 | 1075 | 1403 | 2943 | 11592 | 14070 | 263 | 14333 | 45710.32 | 31377.32 | 3.1892 | 56983.5 | 2222.35 | 59205.85 | 2767423.82 | 13495.53
44820.375 | 68 | 918 | 1091 | 2058 | 9381 | 11390 | 4180 | 15570 | 46970.47 | 31400.47 | 3.0167 | 46129.5 | 35321 | 81450.5 | 2801903.85 | 34480.03
44820.4167 | 88 | 789 | 1121 | 1454 | 9599 | 11509 | 8315 | 19824 | 49945 | 30121 | 2.5194 | 46611.45 | 70261.75 | 116873.2 | 2868832.05 | 66928.2
44820.4583 | 268 | 799 | 1427 | 1278 | 11279 | 13504 | 8509 | 22013 | 53692 | 31679 | 2.4391 | 54691.2 | 71901.05 | 126592.25 | 2941732.3 | 72900.25
44820.5 | 285 | 631 | 1073 | 985 | 10494 | 12198 | 9085 | 21283 | 57187.79 | 35904.79 | 2.687 | 49401.9 | 76768.25 | 126170.15 | 3010714.66 | 68982.36
44820.5417 | 408 | 548 | 1201 | 932 | 9251 | 10999 | 9008 | 20007 | 60341.02 | 40334.02 | 3.016 | 44545.95 | 76117.6 | 120663.55 | 3071037.19 | 60322.53
44820.5833 | 514 | 463 | 1187 | 1088 | 8733 | 10383 | 8869 | 19252 | 63449.82 | 44197.82 | 3.2958 | 42051.15 | 74943.05 | 116994.2 | 3124581.57 | 53544.38
44820.625 | 735 | 436 | 1402 | 1279 | 8356 | 10194 | 8976 | 19170 | 65435.6 | 46265.6 | 3.4134 | 41285.7 | 75847.2 | 117132.9 | 3176278.87 | 51697.3
44820.6667 | 960 | 415 | 1602 | 1611 | 8139 | 10156 | 8857 | 19013 | 66211.4 | 47198.4 | 3.4824 | 41131.8 | 74841.65 | 115973.45 | 3226040.92 | 49762.05
44820.7083 | 1219 | 444 | 1842 | 2002 | 8169 | 10456 | 8413 | 18869 | 66651.47 | 47782.47 | 3.5323 | 42346.8 | 71089.85 | 113436.65 | 3272826.1 | 46785.18
44820.75 | 1584 | 495 | 2453 | 2458 | 8815 | 11763 | 7727 | 19490 | 66506.2 | 47016.2 | 3.4123 | 47640.15 | 65293.15 | 112933.3 | 3319253.2 | 46427.1
44820.7917 | 1703 | 542 | 3034 | 2696 | 9973 | 13549 | 5019 | 18568 | 64755.83 | 46187.83 | 3.4875 | 54873.45 | 42410.55 | 97284 | 3351781.37 | 32528.17
44820.8333 | 1449 | 549 | 3367 | 2666 | 10538 | 14454 | 668 | 15122 | 62142.79 | 47020.79 | 4.1094 | 58538.7 | 5644.6 | 64183.3 | 3353821.88 | 2040.51
44820.875 | 1237 | 1006 | 3399 | 3001 | 12104 | 16509 | 0 | 16509 | 60353.49 | 43844.49 | 3.6558 | 66861.45 | 0 | 66861.45 | 3360329.84 | 6507.96
44820.9167 | 983 | 1436 | 3392 | 3123 | 13933 | 18761 | 0 | 18761 | 58019.04 | 39258.04 | 3.0925 | 75982.05 | 0 | 75982.05 | 3378292.85 | 17963.01
44820.9583 | 885 | 1629 | 3287 | 3125 | 14845 | 19762 | 0 | 19762 | 55077.32 | 35315.32 | 2.787 | 80036.1 | 0 | 80036.1 | 3403251.63 | 24958.78
44821 | 835 | 1768 | 3185 | 3110 | 15219 | 20172 | 0 | 20172 | 52037.21 | 31865.21 | 2.5797 | 81696.6 | 0 | 81696.6 | 3432911.02 | 29659.39
44821.0417 | 824 | 1671 | 3048 | 3142 | 15296 | 20015 | 0 | 20015 | 49106.23 | 29091.23 | 2.4535 | 81060.75 | 0 | 81060.75 | 3464865.54 | 31954.52
44821.0833 | 781 | 1658 | 2804 | 3163 | 15253 | 19715 | 0 | 19715 | 46801.94 | 27086.94 | 2.3739 | 79845.75 | 0 | 79845.75 | 3497909.35 | 33043.81
44821.125 | 619 | 1600 | 2529 | 3157 | 15398 | 19527 | 0 | 19527 | 45111.91 | 25584.91 | 2.3102 | 79084.35 | 0 | 79084.35 | 3531881.79 | 33972.44
44821.1667 | 430 | 1450 | 2156 | 3169 | 15175 | 18781 | 0 | 18781 | 43923.23 | 25142.23 | 2.3387 | 76063.05 | 0 | 76063.05 | 3564021.61 | 32139.82
44821.2083 | 306 | 1406 | 1881 | 3172 | 14755 | 18042 | 0 | 18042 | 43196.71 | 25154.71 | 2.3942 | 73070.1 | 0 | 73070.1 | 3593895 | 29873.39
44821.25 | 227 | 1318 | 1707 | 3149 | 14119 | 17144 | 0 | 17144 | 43329.2 | 26185.2 | 2.5274 | 69433.2 | 0 | 69433.2 | 3619999 | 26104
44821.2917 | 118 | 1223 | 1528 | 3141 | 13552 | 16302 | 0 | 16302 | 43630.03 | 27328.03 | 2.6764 | 66023.1 | 0 | 66023.1 | 3642392.07 | 22393.07
44821.3333 | 64 | 1134 | 1319 | 3129 | 13032 | 15484 | 204 | 15688 | 44190.28 | 28502.28 | 2.8168 | 62710.2 | 1723.8 | 64434 | 3662635.79 | 20243.72
44821.375 | 31 | 901 | 988 | 2970 | 11903 | 13792 | 3744 | 17536 | 46504.03 | 28968.03 | 2.6519 | 55857.6 | 31636.8 | 87494.4 | 3703626.16 | 40990.37
44821.4167 | 77 | 973 | 994 | 2933 | 13065 | 15033 | 6625 | 21658 | 50364.68 | 28706.68 | 2.3255 | 60883.65 | 55981.25 | 116864.9 | 3770126.38 | 66500.22
44821.4583 | 379 | 930 | 1595 | 3057 | 14783 | 17308 | 5439 | 22747 | 54108.26 | 31361.26 | 2.3787 | 70097.4 | 45959.55 | 116056.95 | 3832075.07 | 61948.69
44821.5 | 583 | 832 | 1904 | 2900 | 14291 | 17027 | 6123 | 23150 | 57804.36 | 34654.36 | 2.4969 | 68959.35 | 51739.35 | 120698.7 | 3894969.41 | 62894.34
44821.5417 | 900 | 793 | 2156 | 2659 | 12910 | 15858 | 7473 | 23331 | 61307.18 | 37976.18 | 2.6277 | 64224.9 | 63146.85 | 127371.75 | 3961033.98 | 66064.57
44821.5833 | 1352 | 787 | 2614 | 2488 | 11852 | 15252 | 8335 | 23587 | 64100.05 | 40513.05 | 2.7176 | 61770.6 | 70430.75 | 132201.35 | 4029135.28 | 68101.3
44821.625 | 1225 | 858 | 2750 | 2487 | 11478 | 15086 | 8609 | 23695 | 66067.16 | 42372.16 | 2.7882 | 61098.3 | 72746.05 | 133844.35 | 4096912.47 | 67777.19
44821.6667 | 1474 | 898 | 2953 | 2515 | 11103 | 14953 | 8706 | 23659 | 67224.56 | 43565.56 | 2.8414 | 60559.65 | 73565.7 | 134125.35 | 4163813.26 | 66900.79
44821.7083 | 1352 | 849 | 3095 | 2539 | 10872 | 14816 | 8765 | 23581 | 67590.27 | 44009.27 | 2.8663 | 60004.8 | 74064.25 | 134069.05 | 4230292.04 | 66478.78
44821.75 | 1339 | 853 | 3196 | 2754 | 11148 | 15197 | 8196 | 23393 | 67120.9 | 43727.9 | 2.8693 | 61547.85 | 69256.2 | 130804.05 | 4293975.19 | 63683.15
44821.7917 | 1397 | 902 | 3226 | 2973 | 11690 | 15819 | 5083 | 20902 | 65476.01 | 44574.01 | 3.1325 | 64066.95 | 42951.35 | 107018.3 | 4335517.48 | 41542.29
44821.8333 | 1268 | 878 | 3103 | 2973 | 11341 | 15322 | 653 | 15975 | 62635.46 | 46660.46 | 3.9208 | 62054.1 | 5517.85 | 67571.95 | 4340453.97 | 4936.49
44821.875 | 1246 | 1017 | 3110 | 3044 | 11200 | 15327 | 0 | 15327 | 60678.69 | 45351.69 | 3.9589 | 62074.35 | 0 | 62074.35 | 4341849.63 | 1395.66
44821.9167 | 1166 | 1379 | 3278 | 3107 | 12353 | 17010 | 0 | 17010 | 58119.61 | 41109.61 | 3.4168 | 68890.5 | 0 | 68890.5 | 4352620.52 | 10770.89
44821.9583 | 1023 | 1565 | 3172 | 3121 | 13027 | 17764 | 0 | 17764 | 55152.38 | 37388.38 | 3.1047 | 71944.2 | 0 | 71944.2 | 4369412.34 | 16791.82

## WSB
| Coast | North | South | Panhandle | West | ERCOT | PV | Total | Load | Difference | Renewable Needed | 8x Wind | 8x Solar | 8 x Wind & 8x Solar Capacity | Battery Charge | Charge/Discharge | Total WSB vs Load | Nuke + Current WS | Wasted Power | Battery Storage 8 x Wind 8x Solar Capacity | [7 empty] | Nuke Capacity
44774.7083 | 3509 | 360 | 5587 | 2181 | 5154 | 11100 | 8534 | 19634 | 76087.48 | 56453.48 | 3.8753 | 88800 | 68272 | 157072 | 80984.52 | 80984.52 | 238056.52 | 111800.6667 | 0 |  |  |  | Installed |  | Area required m^2 |  |  | 92166.6667
44774.75 | 3577 | 368 | 5561 | 2739 | 6153 | 12082 | 8102 | 20184 | 75816.22 | 55632.22 | 3.7563 | 96656 | 64816 | 161472 | 166640.3 | 85655.78 | 328112.3 | 112350.6667 | 0 |  | Wind Increase | 8 | 35000 | 280000 | 10360000 |  |  | 92166.6667
44774.7917 | 3655 | 438 | 5683 | 3024 | 7385 | 13505 | 6865 | 20370 | 75020.81 | 54650.81 | 3.6829 | 108040 | 54920 | 162960 | 254579.49 | 87939.19 | 417539.49 | 112536.6667 | 0 |  | Solar Increase | 8 | 10500 | 84000 | 1176000 |  |  | 92166.6667
44774.8333 | 3509 | 625 | 5820 | 2755 | 8534 | 14979 | 3323 | 18302 | 72808.15 | 54506.15 | 3.9782 | 119832 | 26584 | 146416 | 328187.34 | 73607.85 | 474603.34 | 110468.6667 | 0 | 35000 | Cost of Wind/MW | 1350000 | 47250000000 | 378000000000 |  |  |  | 92166.6667
44774.875 | 3024 | 809 | 5368 | 2294 | 9372 | 15549 | 323 | 15872 | 70257.27 | 54385.27 | 4.4265 | 124392 | 2584 | 126976 | 384906.07 | 56718.73 | 511882.07 | 108038.6667 | 0 | 10500 | Cost of Solar/MW | 1250000 | 13125000000 | 105000000000 |  |  |  | 92166.6667
44774.9167 | 2609 | 1079 | 5117 | 2491 | 10919 | 17115 | 0 | 17115 | 67836.87 | 50721.87 | 3.9636 | 136920 | 0 | 136920 | 453989.2 | 69083.13 | 590909.2 | 109281.6667 | 0 |  | Battery/MWh | 385000 |  | 346500000000 |  |  |  | 92166.6667
44774.9583 | 2081 | 1446 | 4732 | 2569 | 12402 | 18580 | 0 | 18580 | 63877.67 | 45297.67 | 3.438 | 148640 | 0 | 148640 | 538751.53 | 84762.33 | 687391.53 | 110746.6667 | 0 |  |  | Total | 60375000000 | 829500000000 |  |  |  | 92166.6667
44775 | 1975 | 1555 | 4643 | 2429 | 12753 | 18952 | 0 | 18952 | 59617.57 | 40665.57 | 3.1457 | 151616 | 0 | 151616 | 630749.96 | 91998.43 | 782365.96 | 111118.6667 | 0 |  | 900000 | MWh Needed |  |  | Capacity | 364000 |  | 92166.6667
44775.0417 | 2279 | 1514 | 4998 | 2508 | 13118 | 19630 | 0 | 19630 | 55908.61 | 36278.61 | 2.8481 | 157040 | 0 | 157040 | 731881.35 | 101131.39 | 888921.35 | 111796.6667 | 0 |  | 100% |  |  |  | Vs Largest Battery | 562.5 |  | 92166.6667
44775.0833 | 2255 | 1564 | 4960 | 2482 | 13391 | 19915 | 0 | 19915 | 53207.51 | 33292.51 | 2.6717 | 159320 | 0 | 159320 | 837993.84 | 106112.49 | 997313.84 | 112081.6667 | 0 |  | Cost of Nuke/MW | 9000000 | 92166.6667 |  |  |  |  | 92166.6667
44775.125 | 2198 | 1484 | 4821 | 2554 | 13730 | 20035 | 0 | 20035 | 51404.81 | 31369.81 | 2.5658 | 160280 | 0 | 160280 | 900000 | 62006.16 | 1060280 | 112201.6667 | 46869.03 |  |  | /MWh | [5 empty] | 92166.6667
44775.1667 | 2117 | 1514 | 4660 | 2680 | 13833 | 20006 | 0 | 20006 | 50326.53 | 30320.53 | 2.5156 | 160048 | 0 | 160048 | 900000 | 0 | 1060048 | 112172.6667 | 109721.47 | [8 empty] | 92166.6667
44775.2083 | 1875 | 1568 | 4149 | 2819 | 13865 | 19582 | 0 | 19582 | 49786.71 | 30204.71 | 2.5425 | 156656 | 0 | 156656 | 900000 | 0 | 1056656 | 111748.6667 | 106869.29 | [5 empty] | Amps |  |  | 92166.6667
44775.25 | 1419 | 1483 | 3444 | 2947 | 13499 | 18426 | 0 | 18426 | 50294.62 | 31868.62 | 2.7295 | 147408 | 0 | 147408 | 900000 | 0 | 1047408 | 110592.6667 | 97113.38 |  |  | Trans/Mile kV | Double Circuit | Single Circuit | 750 | Homes Served | Cost per Home | 92166.6667
44775.2917 | 1300 | 1420 | 3358 | 3098 | 13443 | 18221 | 2 | 18223 | 51377.83 | 33154.83 | 2.8194 | 145768 | 16 | 145784 | 900000 | 0 | 1045784 | 110389.6667 | 94406.17 |  |  | 230 | 2900000 | 1800000 | 172.5 | 120750 | 14.9068 | 92166.6667
44775.3333 | 1040 | 1288 | 3137 | 3158 | 12742 | 17167 | 1039 | 18206 | 51897.01 | 33691.01 | 2.8505 | 137336 | 8312 | 145648 | 900000 | 0 | 1045648 | 110372.6667 | 93750.99 |  |  | 345 | 4500000 | 2750000 | 258.75 | 181125 | 15.1829 | 92166.6667
44775.375 | 974 | 1381 | 3190 | 2858 | 12283 | 16854 | 5271 | 22125 | 54634.81 | 32509.81 | 2.4694 | 134832 | 42168 | 177000 | 900000 | 0 | 1077000 | 114291.6667 | 122365.19 |  |  | 500 | 5000000 | 3000000 | 375 | 262500 | 11.4286 | 92166.6667
44775.4167 | 2302 | 1434 | 4960 | 3020 | 13434 | 19828 | 6862 | 26690 | 58719.69 | 32029.69 | 2.2001 | 158624 | 54896 | 213520 | 900000 | 0 | 1113520 | 118856.6667 | 154800.31 |  | PHX = 1000 | Houston to | [5 empty] | 92166.6667
44775.4583 | 2814 | 1253 | 5374 | 3295 | 13082 | 19709 | 7809 | 27518 | 62885.96 | 35367.96 | 2.2853 | 157672 | 62472 | 220144 | 900000 | 0 | 1120144 | 119684.6667 | 157258.04 |  | NYC = 1200 | 1200 | 3480000000 | 2160000000 |  |  |  | 92166.6667
44775.5 | 2884 | 1021 | 5466 | 3074 | 11840 | 18326 | 9271 | 27597 | 67114.43 | 39517.43 | 2.4319 | 146608 | 74168 | 220776 | 900000 | 0 | 1120776 | 119763.6667 | 153661.57 |  |  |  | 5400000000 | 3300000000 |  |  |  | 92166.6667
44775.5417 | 2746 | 920 | 5329 | 2975 | 10747 | 16996 | 9603 | 26599 | 70912.3 | 44313.3 | 2.666 | 135968 | 76824 | 212792 | 900000 | 0 | 1112792 | 118765.6667 | 141879.7 |  |  |  | 6000000000 | 3600000000 |  |  |  | 92166.6667
44775.5833 | 2689 | 957 | 4929 | 2829 | 10156 | 16041 | 9529 | 25570 | 74474.59 | 48904.59 | 2.9126 | 128328 | 76232 | 204560 | 900000 | 0 | 1104560 | 117736.6667 | 130085.41 |  |  | CREZ | 1200000 |  |  |  |  | 92166.6667
44775.625 | 2978 | 979 | 5189 | 2746 | 9761 | 15929 | 9570 | 25499 | 76845.41 | 51346.41 | 3.0137 | 127432 | 76560 | 203992 | 900000 | 0 | 1103992 | 117665.6667 | 127146.59 | [8 empty] | 92166.6667
44775.6667 | 3544 | 1042 | 5735 | 2507 | 8847 | 15624 | 9344 | 24968 | 77788.29 | 52820.29 | 3.1155 | 124992 | 74752 | 199744 | 900000 | 0 | 1099744 | 117134.6667 | 121955.71 | [8 empty] | 92166.6667
44775.7083 | 3818 | 1029 | 6114 | 2281 | 8277 | 15420 | 9304 | 24724 | 78363.05 | 53639.05 | 3.1695 | 123360 | 74432 | 197792 | 900000 | 0 | 1097792 | 116890.6667 | 119428.95 |  |  | https://www.eia.gov/todayinenergy/detail.php?id=45136 | [5 empty] | 92166.6667
44775.75 | 3822 | 942 | 6289 | 2088 | 7993 | 15224 | 9036 | 24260 | 78357.83 | 54097.83 | 3.2299 | 121792 | 72288 | 194080 | 900000 | 0 | 1094080 | 116426.6667 | 115722.17 |  |  | https://www.nrel.gov/docs/fy21osti/79236.pdf | [5 empty] | 92166.6667
44775.7917 | 3886 | 956 | 6412 | 2050 | 8009 | 15377 | 7783 | 23160 | 77780.15 | 54620.15 | 3.3584 | 123016 | 62264 | 185280 | 900000 | 0 | 1085280 | 115326.6667 | 107499.85 |  |  | https://news.mit.edu/2020/reasons-nuclear-overruns-1118 | [5 empty] | 92166.6667
44775.8333 | 3925 | 1001 | 6589 | 2152 | 8959 | 16549 | 3800 | 20349 | 75570.43 | 55221.43 | 3.7137 | 132392 | 30400 | 162792 | 900000 | 0 | 1062792 | 112515.6667 | 87221.57 |  |  | https://constructionphysics.substack.com/p/why-are-nuclear-power-construction | [5 empty] | 92166.6667
44775.875 | 3771 | 985 | 6356 | 2341 | 9673 | 17014 | 347 | 17361 | 72655.89 | 55294.89 | 4.185 | 136112 | 2776 | 138888 | 900000 | 0 | 1038888 | 109527.6667 | 66232.11 |  |  | https://www.bloomberg.com/graphics/2021-energy-land-use-economy/?leadSource=uverify%20wall | [5 empty] | 92166.6667
44775.9167 | 3627 | 1361 | 6264 | 3063 | 11260 | 18885 | 0 | 18885 | 70255.75 | 51370.75 | 3.7202 | 151080 | 0 | 151080 | 900000 | 0 | 1051080 | 111051.6667 | 80824.25 |  |  | https://cdn.misoenergy.org/20190212%20PSC%20Item%2005a%20Transmission%20Cost%20Estimation%20Guide%20for%20MTEP%202019_for%20review317692.pdf | [5 empty] | 92166.6667
44775.9583 | 3529 | 1700 | 6242 | 3543 | 13487 | 21429 | 0 | 21429 | 66413.73 | 44984.73 | 3.0992 | 171432 | 0 | 171432 | 900000 | 0 | 1071432 | 113595.6667 | 105018.27 |  |  | https://www.transmissionhub.com/articles/2012/10/wecc-report-building-transmission-in-the-west-costs-1m-to-3m-mile.html | [5 empty] | 92166.6667
44776 | 3366 | 1866 | 6229 | 3743 | 15590 | 23685 | 0 | 23685 | 62419.88 | 38734.88 | 2.6354 | 189480 | 0 | 189480 | 900000 | 0 | 1089480 | 115851.6667 | 127060.12 |  |  | https://www.caiso.com/Documents/PGE2018FinalPerUnitCostGuide.xlsx | [5 empty] | 92166.6667
44776.0417 | 3332 | 1848 | 6171 | 3788 | 16268 | 24286 | 0 | 24286 | 58399.44 | 34113.44 | 2.4047 | 194288 | 0 | 194288 | 900000 | 0 | 1094288 | 116452.6667 | 135888.56 |  |  | https://www.bakerinstitute.org/research/texas-crez-lines-how-stakeholders-shape-major-energy-infrastructure-projects | [5 empty] | 92166.6667
44776.0833 | 3342 | 1803 | 6215 | 3741 | 16528 | 24546 | 0 | 24546 | 55457.36 | 30911.36 | 2.2593 | 196368 | 0 | 196368 | 900000 | 0 | 1096368 | 116712.6667 | 140910.64 |  |  | https://atb.nrel.gov/electricity/2021/utility-scale_battery_storage | [5 empty] | 92166.6667
44776.125 | 3351 | 1805 | 6191 | 3785 | 16787 | 24783 | 0 | 24783 | 53406.2 | 28623.2 | 2.155 | 198264 | 0 | 198264 | 900000 | 0 | 1098264 | 116949.6667 | 144857.8 |  |  | https://www.nrel.gov/docs/fy21osti/79236.pdf | [5 empty] | 92166.6667
44776.1667 | 3049 | 1729 | 5874 | 3809 | 16819 | 24423 | 0 | 24423 | 52142.33 | 27719.33 | 2.135 | 195384 | 0 | 195384 | 900000 | 0 | 1095384 | 116589.6667 | 143241.67 |  |  | https://www.eia.gov/todayinenergy/detail.php?id=45596 | [5 empty] | 92166.6667
44776.2083 | 3015 | 1643 | 5744 | 3794 | 16753 | 24140 | 0 | 24140 | 51727.18 | 27587.18 | 2.1428 | 193120 | 0 | 193120 | 900000 | 0 | 1093120 | 116306.6667 | 141392.82 |  |  | https://www.eia.gov/analysis/studies/electricity/batterystorage/pdf/battery_storage_2021.pdf | [5 empty] | 92166.6667
44776.25 | 2610 | 1739 | 5348 | 3723 | 16498 | 23585 | 0 | 23585 | 51858.51 | 28273.51 | 2.1988 | 188680 | 0 | 188680 | 900000 | 0 | 1088680 | 115751.6667 | 136821.49 |  |  | https://www.utilitydive.com/news/us-utility-scale-solar-storage-prices-drop-12-in-past-year-but-supply-c/610825/ | [5 empty] | 92166.6667
44776.2917 | 2467 | 1702 | 5197 | 3575 | 15937 | 22836 | 4 | 22840 | 52607.36 | 29767.36 | 2.3033 | 182688 | 32 | 182720 | 900000 | 0 | 1082720 | 115006.6667 | 130112.64 | [8 empty] | 92166.6667
44776.3333 | 2343 | 1596 | 4929 | 3298 | 15288 | 21813 | 1145 | 22958 | 52973.96 | 30015.96 | 2.3074 | 174504 | 9160 | 183664 | 900000 | 0 | 1083664 | 115124.6667 | 130690.04 | [8 empty] | 92166.6667
44776.375 | 2845 | 1474 | 5502 | 2496 | 14295 | 21270 | 5038 | 26308 | 55382.96 | 29074.96 | 2.1052 | 170160 | 40304 | 210464 | 900000 | 0 | 1110464 | 118474.6667 | 155081.04 | [8 empty] | 92166.6667
44776.4167 | 3661 | 1562 | 6514 | 2531 | 14773 | 22849 | 5455 | 28304 | 59199.96 | 30895.96 | 2.0916 | 182792 | 43640 | 226432 | 900000 | 0 | 1126432 | 120470.6667 | 167232.04 | [8 empty] | 92166.6667
44776.4583 | 3778 | 1376 | 6575 | 2195 | 13232 | 21182 | 7575 | 28757 | 63488.69 | 34731.69 | 2.2078 | 169456 | 60600 | 230056 | 900000 | 0 | 1130056 | 120923.6667 | 166567.31 | [8 empty] | 92166.6667
44776.5 | 3796 | 1230 | 6599 | 1420 | 10850 | 18679 | 9177 | 27856 | 67777.1 | 39921.1 | 2.4331 | 149432 | 73416 | 222848 | 900000 | 0 | 1122848 | 120022.6667 | 155070.9 | [8 empty] | 92166.6667
44776.5417 | 3795 | 1212 | 6523 | 897 | 8562 | 16297 | 9443 | 25740 | 71433.77 | 45693.77 | 2.7752 | 130376 | 75544 | 205920 | 900000 | 0 | 1105920 | 117906.6667 | 134486.23 | [8 empty] | 92166.6667
44776.5833 | 3828 | 1011 | 6359 | 729 | 6347 | 13717 | 9219 | 22936 | 74777.33 | 51841.33 | 3.2603 | 109736 | 73752 | 183488 | 900000 | 0 | 1083488 | 115102.6667 | 108710.67 | [8 empty] | 92166.6667
44776.625 | 3797 | 999 | 6276 | 582 | 5332 | 12608 | 9212 | 21820 | 77193.87 | 55373.87 | 3.5378 | 100864 | 73696 | 174560 | 900000 | 0 | 1074560 | 113986.6667 | 97366.13 | [8 empty] | 92166.6667
44776.6667 | 3839 | 1029 | 6259 | 606 | 4447 | 11735 | 8821 | 20556 | 78070.04 | 57514.04 | 3.7979 | 93880 | 70568 | 164448 | 900000 | 0 | 1064448 | 112722.6667 | 86377.96 | [8 empty] | 92166.6667
44776.7083 | 3822 | 975 | 6193 | 640 | 3811 | 10979 | 8822 | 19801 | 78187.94 | 58386.94 | 3.9487 | 87832 | 70576 | 158408 | 900000 | 0 | 1058408 | 111967.6667 | 80220.06 | [8 empty] | 92166.6667
44776.75 | 3838 | 943 | 6181 | 602 | 3320 | 10444 | 8346 | 18790 | 77920.26 | 59130.26 | 4.1469 | 83552 | 66768 | 150320 | 900000 | 0 | 1050320 | 110956.6667 | 72399.74 | [8 empty] | 92166.6667
44776.7917 | 3851 | 887 | 6277 | 590 | 3480 | 10644 | 6800 | 17444 | 76801.58 | 59357.58 | 4.4028 | 85152 | 54400 | 139552 | 900000 | 0 | 1039552 | 109610.6667 | 62750.42 | [8 empty] | 92166.6667
44776.8333 | 3811 | 881 | 6271 | 735 | 4299 | 11451 | 3327 | 14778 | 74503.23 | 59725.23 | 5.0415 | 91608 | 26616 | 118224 | 900000 | 0 | 1018224 | 106944.6667 | 43720.77 | [8 empty] | 92166.6667
44776.875 | 3801 | 987 | 6233 | 789 | 5757 | 12976 | 206 | 13182 | 72006.14 | 58824.14 | 5.4625 | 103808 | 1648 | 105456 | 900000 | 0 | 1005456 | 105348.6667 | 33449.86 | [8 empty] | 92166.6667
44776.9167 | 3808 | 1319 | 6369 | 1021 | 8147 | 15835 | 0 | 15835 | 69824.94 | 53989.94 | 4.4095 | 126680 | 0 | 126680 | 900000 | 0 | 1026680 | 108001.6667 | 56855.06 | [8 empty] | 92166.6667
44776.9583 | 3703 | 1649 | 6462 | 1416 | 10912 | 19023 | 0 | 19023 | 65944.15 | 46921.15 | 3.4665 | 152184 | 0 | 152184 | 900000 | 0 | 1052184 | 111189.6667 | 86239.85 | [8 empty] | 92166.6667
44777 | 3668 | 1820 | 6496 | 1597 | 12425 | 20740 | 0 | 20740 | 61761.67 | 41021.67 | 2.9779 | 165920 | 0 | 165920 | 900000 | 0 | 1065920 | 112906.6667 | 104158.33 | [8 empty] | 92166.6667
44777.0417 | 3672 | 1811 | 6425 | 1356 | 12928 | 21164 | 0 | 21164 | 58170.56 | 37006.56 | 2.7486 | 169312 | 0 | 169312 | 900000 | 0 | 1069312 | 113330.6667 | 111141.44 | [8 empty] | 92166.6667
44777.0833 | 3492 | 1779 | 6139 | 1260 | 12929 | 20847 | 0 | 20847 | 55348.38 | 34501.38 | 2.655 | 166776 | 0 | 166776 | 900000 | 0 | 1066776 | 113013.6667 | 111427.62 | [8 empty] | 92166.6667
44777.125 | 3389 | 1787 | 6006 | 1280 | 12287 | 20080 | 0 | 20080 | 53180.96 | 33100.96 | 2.6485 | 160640 | 0 | 160640 | 900000 | 0 | 1060640 | 112246.6667 | 107459.04 | [8 empty] | 92166.6667
44777.1667 | 3151 | 1711 | 5850 | 1320 | 11656 | 19217 | 0 | 19217 | 51716.58 | 32499.58 | 2.6912 | 153736 | 0 | 153736 | 900000 | 0 | 1053736 | 111383.6667 | 102019.42 | [8 empty] | 92166.6667
44777.2083 | 2723 | 1587 | 5399 | 2182 | 12188 | 19174 | 0 | 19174 | 50918.2 | 31744.2 | 2.6556 | 153392 | 0 | 153392 | 900000 | 0 | 1053392 | 111340.6667 | 102473.8 | [8 empty] | 92166.6667
44777.25 | 2516 | 1637 | 5117 | 2315 | 11395 | 18148 | 0 | 18148 | 51322.32 | 33174.32 | 2.828 | 145184 | 0 | 145184 | 900000 | 0 | 1045184 | 110314.6667 | 93861.68 | [8 empty] | 92166.6667
44777.2917 | 2319 | 1550 | 4874 | 1975 | 9878 | 16302 | 2 | 16304 | 52040.41 | 35736.41 | 3.1919 | 130416 | 16 | 130432 | 900000 | 0 | 1030432 | 108470.6667 | 78391.59 | [8 empty] | 92166.6667
44777.3333 | 2146 | 1265 | 4559 | 1927 | 8405 | 14229 | 878 | 15107 | 52283.95 | 37176.95 | 3.4609 | 113832 | 7024 | 120856 | 900000 | 0 | 1020856 | 107273.6667 | 68572.05 | [8 empty] | 92166.6667
44777.375 | 2506 | 1006 | 4855 | 1660 | 7204 | 13064 | 5166 | 18230 | 55058.95 | 36828.95 | 3.0202 | 104512 | 41328 | 145840 | 900000 | 0 | 1045840 | 110396.6667 | 90781.05 | [8 empty] | 92166.6667
44777.4167 | 3544 | 852 | 5940 | 1512 | 6278 | 13070 | 8149 | 21219 | 58556.42 | 37337.42 | 2.7596 | 104560 | 65192 | 169752 | 900000 | 0 | 1069752 | 113385.6667 | 111195.58 | [8 empty] | 92166.6667
44777.4583 | 3616 | 639 | 5969 | 1445 | 4509 | 11117 | 8941 | 20058 | 62743.7 | 42685.7 | 3.1281 | 88936 | 71528 | 160464 | 900000 | 0 | 1060464 | 112224.6667 | 97720.3 | [8 empty] | 92166.6667
44777.5 | 3490 | 480 | 5726 | 1265 | 3071 | 9277 | 9322 | 18599 | 67029.31 | 48430.31 | 3.6039 | 74216 | 74576 | 148792 | 900000 | 0 | 1048792 | 110765.6667 | 81762.69 | [8 empty] | 92166.6667
44777.5417 | 3551 | 358 | 5646 | 927 | 1787 | 7791 | 9420 | 17211 | 71188.08 | 53977.08 | 4.1362 | 62328 | 75360 | 137688 | 900000 | 0 | 1037688 | 109377.6667 | 66499.92 | [8 empty] | 92166.6667
44777.5833 | 3616 | 293 | 5635 | 791 | 1541 | 7469 | 9285 | 16754 | 74776.52 | 58022.52 | 4.4632 | 59752 | 74280 | 134032 | 900000 | 0 | 1034032 | 108920.6667 | 59255.48 | [8 empty] | 92166.6667
44777.625 | 3587 | 263 | 5519 | 604 | 1771 | 7554 | 9039 | 16593 | 77312.78 | 60719.78 | 4.6594 | 60432 | 72312 | 132744 | 900000 | 0 | 1032744 | 108759.6667 | 55431.22 | [8 empty] | 92166.6667
44777.6667 | 3565 | 339 | 5470 | 433 | 1803 | 7612 | 8777 | 16389 | 78029.04 | 61640.04 | 4.7611 | 60896 | 70216 | 131112 | 900000 | 0 | 1031112 | 108555.6667 | 53082.96 | [8 empty] | 92166.6667
44777.7083 | 3608 | 403 | 5463 | 708 | 2598 | 8465 | 8445 | 16910 | 77912.72 | 61002.72 | 4.6075 | 67720 | 67560 | 135280 | 900000 | 0 | 1035280 | 109076.6667 | 57367.28 | [8 empty] | 92166.6667
44777.75 | 3619 | 498 | 5701 | 1518 | 4496 | 10696 | 8106 | 18802 | 77371.08 | 58569.08 | 4.115 | 85568 | 64848 | 150416 | 900000 | 0 | 1050416 | 110968.6667 | 73044.92 | [8 empty] | 92166.6667
44777.7917 | 3689 | 702 | 6057 | 1510 | 5847 | 12606 | 6147 | 18753 | 75906.84 | 57153.84 | 4.0477 | 100848 | 49176 | 150024 | 900000 | 0 | 1050024 | 110919.6667 | 74117.16 | [8 empty] | 92166.6667
44777.8333 | 3561 | 744 | 6010 | 1338 | 6475 | 13229 | 2750 | 15979 | 73658.14 | 57679.14 | 4.6097 | 105832 | 22000 | 127832 | 900000 | 0 | 1027832 | 108145.6667 | 54173.86 | [8 empty] | 92166.6667
44777.875 | 3383 | 735 | 5699 | 1068 | 6429 | 12863 | 177 | 13040 | 71057.98 | 58017.98 | 5.4492 | 102904 | 1416 | 104320 | 900000 | 0 | 1004320 | 105206.6667 | 33262.02 | [8 empty] | 92166.6667
44777.9167 | 3428 | 898 | 5848 | 960 | 7272 | 14019 | 0 | 14019 | 68291.26 | 54272.26 | 4.8713 | 112152 | 0 | 112152 | 900000 | 0 | 1012152 | 106185.6667 | 43860.74 | [8 empty] | 92166.6667
44777.9583 | 3282 | 1188 | 5828 | 900 | 7877 | 14893 | 0 | 14893 | 64297.7 | 49404.7 | 4.3173 | 119144 | 0 | 119144 | 900000 | 0 | 1019144 | 107059.6667 | 54846.3 | [8 empty] | 92166.6667
44778 | 2921 | 1507 | 5558 | 1434 | 8849 | 15914 | 0 | 15914 | 60120.75 | 44206.75 | 3.7779 | 127312 | 0 | 127312 | 900000 | 0 | 1027312 | 108080.6667 | 67191.25 | [8 empty] | 92166.6667
44778.0417 | 2253 | 1622 | 4896 | 1684 | 8470 | 14988 | 0 | 14988 | 56508.93 | 41520.93 | 3.7703 | 119904 | 0 | 119904 | 900000 | 0 | 1019904 | 107154.6667 | 63395.07 | [8 empty] | 92166.6667
44778.0833 | 1806 | 1628 | 4496 | 1387 | 7326 | 13450 | 0 | 13450 | 53780.99 | 40330.99 | 3.9986 | 107600 | 0 | 107600 | 900000 | 0 | 1007600 | 105616.6667 | 53819.01 | [8 empty] | 92166.6667
44778.125 | 1403 | 1613 | 4154 | 1065 | 6938 | 12705 | 0 | 12705 | 51775.45 | 39070.45 | 4.0752 | 101640 | 0 | 101640 | 900000 | 0 | 1001640 | 104871.6667 | 49864.55 | [8 empty] | 92166.6667
44778.1667 | 1101 | 1442 | 3762 | 690 | 7499 | 12704 | 0 | 12704 | 50347.41 | 37643.41 | 3.9631 | 101632 | 0 | 101632 | 900000 | 0 | 1001632 | 104870.6667 | 51284.59 | [8 empty] | 92166.6667
44778.2083 | 964 | 1292 | 3213 | 353 | 8291 | 12797 | 0 | 12797 | 49734.21 | 36937.21 | 3.8864 | 102376 | 0 | 102376 | 900000 | 0 | 1002376 | 104963.6667 | 52641.79 | [8 empty] | 92166.6667
44778.25 | 1053 | 1128 | 3039 | 227 | 8069 | 12235 | 0 | 12235 | 50009.44 | 37774.44 | 4.0874 | 97880 | 0 | 97880 | 900000 | 0 | 997880 | 104401.6667 | 47870.56 | [8 empty] | 92166.6667
44778.2917 | 1035 | 954 | 2910 | 219 | 7698 | 11561 | 2 | 11563 | 50918.13 | 39355.13 | 4.4035 | 92488 | 16 | 92504 | 900000 | 0 | 992504 | 103729.6667 | 41585.87 | [8 empty] | 92166.6667
44778.3333 | 914 | 928 | 2669 | 192 | 6893 | 10490 | 830 | 11320 | 51339.18 | 40019.18 | 4.5353 | 83920 | 6640 | 90560 | 900000 | 0 | 990560 | 103486.6667 | 39220.82 | [8 empty] | 92166.6667
44778.375 | 724 | 685 | 2418 | 189 | 5655 | 8758 | 4542 | 13300 | 53872.68 | 40572.68 | 4.0506 | 70064 | 36336 | 106400 | 900000 | 0 | 1006400 | 105466.6667 | 52527.32 | [8 empty] | 92166.6667
44778.4167 | 1250 | 614 | 3289 | 82 | 5890 | 9793 | 7589 | 17382 | 57608.12 | 40226.12 | 3.3142 | 78344 | 60712 | 139056 | 900000 | 0 | 1039056 | 109548.6667 | 81447.88 | [8 empty] | 92166.6667
44778.4583 | 1117 | 514 | 3005 | 139 | 4910 | 8429 | 9089 | 17518 | 61846.77 | 44328.77 | 3.5305 | 67432 | 72712 | 140144 | 900000 | 0 | 1040144 | 109684.6667 | 78297.23 | [8 empty] | 92166.6667
44778.5 | 1008 | 320 | 2382 | 233 | 2847 | 5548 | 9326 | 14874 | 65961.26 | 51087.26 | 4.4347 | 44384 | 74608 | 118992 | 900000 | 0 | 1018992 | 107040.6667 | 53030.74 | [8 empty] | 92166.6667
44778.5417 | 882 | 169 | 1843 | 352 | 1417 | 3429 | 9099 | 12528 | 69000.04 | 56472.04 | 5.5077 | 27432 | 72792 | 100224 | 900000 | 0 | 1000224 | 104694.6667 | 31223.96 | [8 empty] | 92166.6667
44778.5833 | 1186 | 129 | 2104 | 370 | 1349 | 3582 | 9082 | 12664 | 71327.1 | 58663.1 | 5.6323 | 28656 | 72656 | 101312 | 900000 | 0 | 1001312 | 104830.6667 | 29984.9 | [8 empty] | 92166.6667
44778.625 | 2252 | 180 | 3273 | 400 | 1780 | 5232 | 8805 | 14037 | 72792.97 | 58755.97 | 5.1858 | 41856 | 70440 | 112296 | 900000 | 0 | 1012296 | 106203.6667 | 39503.03 | [8 empty] | 92166.6667
44778.6667 | 3236 | 273 | 4420 | 525 | 2331 | 7024 | 8274 | 15298 | 74005.22 | 58707.22 | 4.8376 | 56192 | 66192 | 122384 | 900000 | 0 | 1022384 | 107464.6667 | 48378.78 | [8 empty] | 92166.6667
44778.7083 | 3394 | 356 | 4942 | 704 | 3052 | 8350 | 8098 | 16448 | 74234.62 | 57786.62 | 4.5133 | 66800 | 64784 | 131584 | 900000 | 0 | 1031584 | 108614.6667 | 57349.38 | [8 empty] | 92166.6667
44778.75 | 3402 | 394 | 5370 | 793 | 4031 | 9795 | 7326 | 17121 | 73549.08 | 56428.08 | 4.2958 | 78360 | 58608 | 136968 | 900000 | 0 | 1036968 | 109287.6667 | 63418.92 | [8 empty] | 92166.6667
44778.7917 | 3446 | 600 | 5783 | 882 | 5551 | 11934 | 6186 | 18120 | 71819.92 | 53699.92 | 3.9636 | 95472 | 49488 | 144960 | 900000 | 0 | 1044960 | 110286.6667 | 73140.08 | [8 empty] | 92166.6667
44778.8333 | 3272 | 1073 | 5784 | 894 | 6957 | 13815 | 2995 | 16810 | 69541.6 | 52731.6 | 4.1369 | 110520 | 23960 | 134480 | 900000 | 0 | 1034480 | 108976.6667 | 64938.4 | [8 empty] | 92166.6667
44778.875 | 2594 | 1092 | 5051 | 1246 | 8592 | 14735 | 263 | 14998 | 67271.65 | 52273.65 | 4.4854 | 117880 | 2104 | 119984 | 900000 | 0 | 1019984 | 107164.6667 | 52712.35 | [8 empty] | 92166.6667
44778.9167 | 1890 | 1174 | 4413 | 1911 | 10023 | 15609 | 58 | 15667 | 65034.53 | 49367.53 | 4.1511 | 124872 | 464 | 125336 | 900000 | 0 | 1025336 | 107833.6667 | 60301.47 | [8 empty] | 92166.6667
44778.9583 | 1653 | 1412 | 4251 | 2407 | 11703 | 17366 | 58 | 17424 | 61695.65 | 44271.65 | 3.5408 | 138928 | 464 | 139392 | 900000 | 0 | 1039392 | 109590.6667 | 77696.35 | [8 empty] | 92166.6667
44779 | 1662 | 1653 | 4392 | 3060 | 13553 | 19598 | 58 | 19656 | 57943.06 | 38287.06 | 2.9479 | 156784 | 464 | 157248 | 900000 | 0 | 1057248 | 111822.6667 | 99304.94 | [8 empty] | 92166.6667
44779.0417 | 1456 | 1572 | 3979 | 3193 | 14115 | 19667 | 58 | 19725 | 54770.42 | 35045.42 | 2.7767 | 157336 | 464 | 157800 | 900000 | 0 | 1057800 | 111891.6667 | 103029.58 | [8 empty] | 92166.6667
44779.0833 | 1176 | 1519 | 3417 | 3012 | 13816 | 18752 | 45 | 18797 | 51847.76 | 33050.76 | 2.7583 | 150016 | 360 | 150376 | 900000 | 0 | 1050376 | 110963.6667 | 98528.24 | [8 empty] | 92166.6667
44779.125 | 1089 | 1438 | 2902 | 2839 | 13343 | 17683 | 0 | 17683 | 49913.82 | 32230.82 | 2.8227 | 141464 | 0 | 141464 | 900000 | 0 | 1041464 | 109849.6667 | 91550.18 | [8 empty] | 92166.6667
44779.1667 | 977 | 1324 | 2655 | 2814 | 13337 | 17316 | 0 | 17316 | 48217.9 | 30901.9 | 2.7846 | 138528 | 0 | 138528 | 900000 | 0 | 1038528 | 109482.6667 | 90310.1 | [8 empty] | 92166.6667
44779.2083 | 733 | 1160 | 2427 | 2989 | 13186 | 16773 | 0 | 16773 | 47090.69 | 30317.69 | 2.8075 | 134184 | 0 | 134184 | 900000 | 0 | 1034184 | 108939.6667 | 87093.31 | [8 empty] | 92166.6667
44779.25 | 630 | 1009 | 2149 | 3048 | 12587 | 15745 | 0 | 15745 | 46751.58 | 31006.58 | 2.9693 | 125960 | 0 | 125960 | 900000 | 0 | 1025960 | 107911.6667 | 79208.42 | [8 empty] | 92166.6667
44779.2917 | 486 | 900 | 1869 | 2833 | 11903 | 14672 | 2 | 14674 | 46699.78 | 32025.78 | 3.1825 | 117376 | 16 | 117392 | 900000 | 0 | 1017392 | 106840.6667 | 70692.22 | [8 empty] | 92166.6667
44779.3333 | 350 | 709 | 1552 | 2726 | 10898 | 13158 | 952 | 14110 | 46911.09 | 32801.09 | 3.3247 | 105264 | 7616 | 112880 | 900000 | 0 | 1012880 | 106276.6667 | 65968.91 | [8 empty] | 92166.6667
44779.375 | 195 | 449 | 1241 | 2074 | 8108 | 9798 | 5138 | 14936 | 49128.77 | 34192.77 | 3.2893 | 78384 | 41104 | 119488 | 900000 | 0 | 1019488 | 107102.6667 | 70359.23 | [8 empty] | 92166.6667
44779.4167 | 531 | 423 | 1991 | 2075 | 7577 | 9991 | 7823 | 17814 | 52238.49 | 34424.49 | 2.9324 | 79928 | 62584 | 142512 | 900000 | 0 | 1042512 | 109980.6667 | 90273.51 | [8 empty] | 92166.6667
44779.4583 | 749 | 336 | 2163 | 2565 | 6889 | 9389 | 8925 | 18314 | 55655.39 | 37341.39 | 3.039 | 75112 | 71400 | 146512 | 900000 | 0 | 1046512 | 110480.6667 | 90856.61 | [8 empty] | 92166.6667
44779.5 | 910 | 199 | 2063 | 2339 | 5172 | 7434 | 8966 | 16400 | 59274.48 | 42874.48 | 3.6143 | 59472 | 71728 | 131200 | 900000 | 0 | 1031200 | 108566.6667 | 71925.52 | [8 empty] | 92166.6667
44779.5417 | 1593 | 202 | 2634 | 2207 | 4377 | 7214 | 9031 | 16245 | 62655.42 | 46410.42 | 3.8569 | 57712 | 72248 | 129960 | 900000 | 0 | 1029960 | 108411.6667 | 67304.58 | [8 empty] | 92166.6667
44779.5833 | 2425 | 258 | 3585 | 1961 | 4418 | 8260 | 9110 | 17370 | 65929.56 | 48559.56 | 3.7956 | 66080 | 72880 | 138960 | 900000 | 0 | 1038960 | 109536.6667 | 73030.44 | [8 empty] | 92166.6667
44779.625 | 2210 | 349 | 3656 | 1736 | 4236 | 8242 | 8787 | 17029 | 68320.64 | 51291.64 | 4.012 | 65936 | 70296 | 136232 | 900000 | 0 | 1036232 | 109195.6667 | 67911.36 | [8 empty] | 92166.6667
44779.6667 | 2161 | 425 | 3855 | 1459 | 4048 | 8328 | 8149 | 16477 | 69328.9 | 52851.9 | 4.2076 | 66624 | 65192 | 131816 | 900000 | 0 | 1031816 | 108643.6667 | 62487.1 | [8 empty] | 92166.6667
44779.7083 | 2549 | 575 | 4626 | 1240 | 4198 | 9400 | 7504 | 16904 | 69762.72 | 52858.72 | 4.127 | 75200 | 60032 | 135232 | 900000 | 0 | 1035232 | 109070.6667 | 65469.28 | [8 empty] | 92166.6667
44779.75 | 2997 | 697 | 5200 | 1165 | 5098 | 10995 | 7071 | 18066 | 69660.17 | 51594.17 | 3.8559 | 87960 | 56568 | 144528 | 900000 | 0 | 1044528 | 110232.6667 | 74867.83 | [8 empty] | 92166.6667
44779.7917 | 3264 | 880 | 5633 | 1267 | 6711 | 13224 | 5888 | 19112 | 68454.44 | 49342.44 | 3.5818 | 105792 | 47104 | 152896 | 900000 | 0 | 1052896 | 111278.6667 | 84441.56 | [8 empty] | 92166.6667
44779.8333 | 3095 | 1097 | 5574 | 1550 | 9058 | 15730 | 2450 | 18180 | 66193.52 | 48013.52 | 3.641 | 125840 | 19600 | 145440 | 900000 | 0 | 1045440 | 110346.6667 | 79246.48 | [8 empty] | 92166.6667
44779.875 | 2643 | 1058 | 5092 | 1948 | 10966 | 17116 | 180 | 17296 | 64143.84 | 46847.84 | 3.7086 | 136928 | 1440 | 138368 | 900000 | 0 | 1038368 | 109462.6667 | 74224.16 | [8 empty] | 92166.6667
44779.9167 | 2205 | 1215 | 4777 | 2518 | 11736 | 17727 | 0 | 17727 | 62274.57 | 44547.57 | 3.513 | 141816 | 0 | 141816 | 900000 | 0 | 1041816 | 109893.6667 | 79541.43 | [8 empty] | 92166.6667
44779.9583 | 1677 | 1554 | 4370 | 2993 | 12099 | 18023 | 0 | 18023 | 59324.51 | 41301.51 | 3.2916 | 144184 | 0 | 144184 | 900000 | 0 | 1044184 | 110189.6667 | 84859.49 | [8 empty] | 92166.6667
44780 | 1455 | 1562 | 4044 | 3078 | 11975 | 17581 | 0 | 17581 | 56229.83 | 38648.83 | 3.1983 | 140648 | 0 | 140648 | 900000 | 0 | 1040648 | 109747.6667 | 84418.17 | [8 empty] | 92166.6667
44780.0417 | 1486 | 1496 | 3783 | 3134 | 11301 | 16580 | 0 | 16580 | 53113.59 | 36533.59 | 3.2035 | 132640 | 0 | 132640 | 900000 | 0 | 1032640 | 108746.6667 | 79526.41 | [8 empty] | 92166.6667
44780.0833 | 1376 | 1329 | 3461 | 3311 | 11487 | 16276 | 0 | 16276 | 50611.73 | 34335.73 | 3.1096 | 130208 | 0 | 130208 | 900000 | 0 | 1030208 | 108442.6667 | 79596.27 | [8 empty] | 92166.6667
44780.125 | 1142 | 1215 | 3022 | 3370 | 12186 | 16423 | 0 | 16423 | 48832.4 | 32409.4 | 2.9734 | 131384 | 0 | 131384 | 900000 | 0 | 1031384 | 108589.6667 | 82551.6 | [8 empty] | 92166.6667
44780.1667 | 841 | 1100 | 2589 | 3145 | 12026 | 15715 | 0 | 15715 | 47222.25 | 31507.25 | 3.0049 | 125720 | 0 | 125720 | 900000 | 0 | 1025720 | 107881.6667 | 78497.75 | [8 empty] | 92166.6667
44780.2083 | 663 | 1071 | 2105 | 3102 | 11377 | 14552 | 0 | 14552 | 46077.9 | 31525.9 | 3.1664 | 116416 | 0 | 116416 | 900000 | 0 | 1016416 | 106718.6667 | 70338.1 | [8 empty] | 92166.6667
44780.25 | 571 | 1052 | 1825 | 3053 | 10651 | 13528 | 0 | 13528 | 45476.88 | 31948.88 | 3.3617 | 108224 | 0 | 108224 | 900000 | 0 | 1008224 | 105694.6667 | 62747.12 | [8 empty] | 92166.6667
44780.2917 | 413 | 942 | 1607 | 3012 | 10093 | 12642 | 2 | 12644 | 45123.95 | 32479.95 | 3.5688 | 101136 | 16 | 101152 | 900000 | 0 | 1001152 | 104810.6667 | 56028.05 | [8 empty] | 92166.6667
44780.3333 | 250 | 844 | 1425 | 2529 | 9097 | 11365 | 1080 | 12445 | 45175.26 | 32730.26 | 3.63 | 90920 | 8640 | 99560 | 900000 | 0 | 999560 | 104611.6667 | 54384.74 | [8 empty] | 92166.6667
44780.375 | 189 | 765 | 1352 | 1683 | 7852 | 9969 | 5803 | 15772 | 48250.74 | 32478.74 | 3.0593 | 79752 | 46424 | 126176 | 900000 | 0 | 1026176 | 107938.6667 | 77925.26 | [8 empty] | 92166.6667
44780.4167 | 594 | 961 | 2380 | 1740 | 8857 | 12198 | 8994 | 21192 | 52660.79 | 31468.79 | 2.4849 | 97584 | 71952 | 169536 | 900000 | 0 | 1069536 | 113358.6667 | 116875.21 | [8 empty] | 92166.6667
44780.4583 | 822 | 761 | 2600 | 1606 | 8192 | 11553 | 9679 | 21232 | 57003.45 | 35771.45 | 2.6848 | 92424 | 77432 | 169856 | 900000 | 0 | 1069856 | 113398.6667 | 112852.55 | [8 empty] | 92166.6667
44780.5 | 1196 | 606 | 2763 | 1026 | 6742 | 10111 | 9599 | 19710 | 61224.01 | 41514.01 | 3.1062 | 80888 | 76792 | 157680 | 900000 | 0 | 1057680 | 111876.6667 | 96455.99 | [8 empty] | 92166.6667
44780.5417 | 1496 | 637 | 2888 | 589 | 5180 | 8705 | 9500 | 18205 | 64820.33 | 46615.33 | 3.5606 | 69640 | 76000 | 145640 | 900000 | 0 | 1045640 | 110371.6667 | 80819.67 | [8 empty] | 92166.6667
44780.5833 | 1949 | 601 | 3339 | 693 | 4810 | 8750 | 8914 | 17664 | 67961.42 | 50297.42 | 3.8475 | 70000 | 71312 | 141312 | 900000 | 0 | 1041312 | 109830.6667 | 73350.58 | [8 empty] | 92166.6667
44780.625 | 2234 | 586 | 3920 | 852 | 4813 | 9319 | 8589 | 17908 | 70335.95 | 52427.95 | 3.9276 | 74552 | 68712 | 143264 | 900000 | 0 | 1043264 | 110074.6667 | 72928.05 | [8 empty] | 92166.6667
44780.6667 | 2759 | 594 | 4806 | 871 | 4814 | 10214 | 8172 | 18386 | 72035.99 | 53649.99 | 3.918 | 81712 | 65376 | 147088 | 900000 | 0 | 1047088 | 110552.6667 | 75052.01 | [8 empty] | 92166.6667
44780.7083 | 3280 | 605 | 5435 | 868 | 5110 | 11150 | 8141 | 19291 | 73220.48 | 53929.48 | 3.7956 | 89200 | 65128 | 154328 | 900000 | 0 | 1054328 | 111457.6667 | 81107.52 | [8 empty] | 92166.6667
44780.75 | 3360 | 616 | 5778 | 834 | 5640 | 12034 | 7690 | 19724 | 73449.68 | 53725.68 | 3.7239 | 96272 | 61520 | 157792 | 900000 | 0 | 1057792 | 111890.6667 | 84342.32 | [8 empty] | 92166.6667
44780.7917 | 3357 | 696 | 5806 | 939 | 6167 | 12669 | 6565 | 19234 | 72273.36 | 53039.36 | 3.7576 | 101352 | 52520 | 153872 | 900000 | 0 | 1053872 | 111400.6667 | 81598.64 | [8 empty] | 92166.6667
44780.8333 | 3052 | 813 | 5543 | 902 | 6838 | 13194 | 3165 | 16359 | 69813.77 | 53454.77 | 4.2676 | 105552 | 25320 | 130872 | 900000 | 0 | 1030872 | 108525.6667 | 61058.23 | [8 empty] | 92166.6667
44780.875 | 2194 | 819 | 4567 | 1132 | 7152 | 12537 | 200 | 12737 | 67364.76 | 54627.76 | 5.2889 | 100296 | 1600 | 101896 | 900000 | 0 | 1001896 | 104903.6667 | 34531.24 | [8 empty] | 92166.6667
44780.9167 | 1342 | 1298 | 3688 | 1103 | 7345 | 12330 | 0 | 12330 | 65238.74 | 52908.74 | 5.2911 | 98640 | 0 | 98640 | 900000 | 0 | 998640 | 104496.6667 | 33401.26 | [8 empty] | 92166.6667
44780.9583 | 1369 | 1382 | 3719 | 1105 | 8268 | 13369 | 0 | 13369 | 61584.86 | 48215.86 | 4.6065 | 106952 | 0 | 106952 | 900000 | 0 | 1006952 | 105535.6667 | 45367.14 | [8 empty] | 92166.6667
44781 | 1383 | 1462 | 3615 | 1653 | 9182 | 14259 | 0 | 14259 | 57479.78 | 43220.78 | 4.0311 | 114072 | 0 | 114072 | 900000 | 0 | 1014072 | 106425.6667 | 56592.22 | [8 empty] | 92166.6667
44781.0417 | 1376 | 1399 | 3515 | 1943 | 10155 | 15069 | 0 | 15069 | 54082.75 | 39013.75 | 3.589 | 120552 | 0 | 120552 | 900000 | 0 | 1020552 | 107235.6667 | 66469.25 | [8 empty] | 92166.6667
44781.0833 | 1031 | 1340 | 2996 | 1907 | 11013 | 15349 | 0 | 15349 | 51873.4 | 36524.4 | 3.3796 | 122792 | 0 | 122792 | 900000 | 0 | 1022792 | 107515.6667 | 70918.6 | [8 empty] | 92166.6667
44781.125 | 747 | 1380 | 2337 | 1781 | 11600 | 15317 | 0 | 15317 | 49892.04 | 34575.04 | 3.2573 | 122536 | 0 | 122536 | 900000 | 0 | 1022536 | 107483.6667 | 72643.96 | [8 empty] | 92166.6667
44781.1667 | 530 | 1444 | 1730 | 1496 | 11220 | 14394 | 0 | 14394 | 48565.81 | 34171.81 | 3.374 | 115152 | 0 | 115152 | 900000 | 0 | 1015152 | 106560.6667 | 66586.19 | [8 empty] | 92166.6667
44781.2083 | 306 | 1303 | 1190 | 1106 | 10407 | 12901 | 0 | 12901 | 48108.68 | 35207.68 | 3.7291 | 103208 | 0 | 103208 | 900000 | 0 | 1003208 | 105067.6667 | 55099.32 | [8 empty] | 92166.6667
44781.25 | 75 | 1189 | 916 | 943 | 9541 | 11645 | 0 | 11645 | 48640.73 | 36995.73 | 4.177 | 93160 | 0 | 93160 | 900000 | 0 | 993160 | 103811.6667 | 44519.27 | [8 empty] | 92166.6667
44781.2917 | 7 | 1117 | 802 | 1022 | 8723 | 10641 | 1 | 10642 | 49944.1 | 39302.1 | 4.6931 | 85128 | 8 | 85136 | 900000 | 0 | 985136 | 102808.6667 | 35191.9 | [8 empty] | 92166.6667
44781.3333 | 0 | 1008 | 703 | 1005 | 7905 | 9617 | 972 | 10589 | 50542.95 | 39953.95 | 4.7732 | 76936 | 7776 | 84712 | 900000 | 0 | 984712 | 102755.6667 | 34169.05 | [8 empty] | 92166.6667
44781.375 | 0 | 741 | 524 | 900 | 7082 | 8347 | 5411 | 13758 | 53134.5 | 39376.5 | 3.8621 | 66776 | 43288 | 110064 | 900000 | 0 | 1010064 | 105924.6667 | 56929.5 | [8 empty] | 92166.6667
44781.4167 | 6 | 642 | 666 | 684 | 7530 | 8838 | 8920 | 17758 | 56905.15 | 39147.15 | 3.2045 | 70704 | 71360 | 142064 | 900000 | 0 | 1042064 | 109924.6667 | 85158.85 | [8 empty] | 92166.6667
44781.4583 | 94 | 413 | 692 | 325 | 5333 | 6438 | 9727 | 16165 | 61009.17 | 44844.17 | 3.7742 | 51504 | 77816 | 129320 | 900000 | 0 | 1029320 | 108331.6667 | 68310.83 | [8 empty] | 92166.6667
44781.5 | 396 | 259 | 919 | 202 | 3096 | 4274 | 9750 | 14024 | 65198.59 | 51174.59 | 4.6491 | 34192 | 78000 | 112192 | 900000 | 0 | 1012192 | 106190.6667 | 46993.41 | [8 empty] | 92166.6667
44781.5417 | 1145 | 124 | 1733 | 147 | 1729 | 3586 | 9488 | 13074 | 69279.51 | 56205.51 | 5.299 | 28688 | 75904 | 104592 | 900000 | 0 | 1004592 | 105240.6667 | 35312.49 | [8 empty] | 92166.6667
44781.5833 | 1912 | 68 | 2625 | 69 | 1279 | 3971 | 9058 | 13029 | 72662.28 | 59633.28 | 5.577 | 31768 | 72464 | 104232 | 900000 | 0 | 1004232 | 105195.6667 | 31569.72 | [8 empty] | 92166.6667
44781.625 | 2246 | 89 | 3150 | 60 | 1241 | 4480 | 8631 | 13111 | 74711.42 | 61600.42 | 5.6984 | 35840 | 69048 | 104888 | 900000 | 0 | 1004888 | 105277.6667 | 30176.58 | [8 empty] | 92166.6667
44781.6667 | 2258 | 128 | 3525 | 288 | 1943 | 5596 | 8427 | 14023 | 76129.25 | 62106.25 | 5.4289 | 44768 | 67416 | 112184 | 900000 | 0 | 1012184 | 106189.6667 | 36054.75 | [8 empty] | 92166.6667
44781.7083 | 2193 | 151 | 3945 | 517 | 2978 | 7074 | 8124 | 15198 | 76690.66 | 61492.66 | 5.0461 | 56592 | 64992 | 121584 | 900000 | 0 | 1021584 | 107364.6667 | 44893.34 | [8 empty] | 92166.6667
44781.75 | 2139 | 159 | 4104 | 472 | 2883 | 7146 | 7508 | 14654 | 76206.59 | 61552.59 | 5.2004 | 57168 | 60064 | 117232 | 900000 | 0 | 1017232 | 106820.6667 | 41025.41 | [8 empty] | 92166.6667
44781.7917 | 2223 | 199 | 3866 | 170 | 2900 | 6965 | 6174 | 13139 | 74499.22 | 61360.22 | 5.6701 | 55720 | 49392 | 105112 | 900000 | 0 | 1005112 | 105305.6667 | 30612.78 | [8 empty] | 92166.6667
44781.8333 | 1898 | 371 | 3392 | 113 | 2739 | 6502 | 2806 | 9308 | 71578.66 | 62270.66 | 7.69 | 52016 | 22448 | 74464 | 900000 | 0 | 974464 | 101474.6667 | 2885.34 | [8 empty] | 92166.6667
44781.875 | 1672 | 612 | 3461 | 127 | 2889 | 6961 | 147 | 7108 | 68976.89 | 61868.89 | 9.7041 | 55688 | 1176 | 56864 | 887887.11 | -12112.89 | 944751.11 | 99274.6667 | 0 | [8 empty] | 92166.6667
44781.9167 | 1488 | 946 | 3704 | 192 | 3416 | 8066 | 0 | 8066 | 66813.55 | 58747.55 | 8.2834 | 64528 | 0 | 64528 | 885601.56 | -2285.55 | 950129.56 | 100232.6667 | 0 | [8 empty] | 92166.6667
44781.9583 | 1092 | 1380 | 3261 | 182 | 4438 | 9079 | 0 | 9079 | 62985.81 | 53906.81 | 6.9375 | 72632 | 0 | 72632 | 895247.75 | 9646.19 | 967879.75 | 101245.6667 | 0 | [8 empty] | 92166.6667
44782 | 834 | 1511 | 2887 | 152 | 5640 | 10038 | 0 | 10038 | 58744.13 | 48706.13 | 5.8522 | 80304 | 0 | 80304 | 900000 | 4752.25 | 980304 | 102204.6667 | 16807.62 | [8 empty] | 92166.6667
44782.0417 | 517 | 1551 | 2421 | 184 | 7025 | 10997 | 0 | 10997 | 55008.89 | 44011.89 | 5.0022 | 87976 | 0 | 87976 | 900000 | 0 | 987976 | 103163.6667 | 32967.11 | [8 empty] | 92166.6667
44782.0833 | 338 | 1451 | 1964 | 267 | 8001 | 11416 | 0 | 11416 | 52187.05 | 40771.05 | 4.5714 | 91328 | 0 | 91328 | 900000 | 0 | 991328 | 103582.6667 | 39140.95 | [8 empty] | 92166.6667
44782.125 | 240 | 1391 | 1564 | 519 | 8064 | 11019 | 0 | 11019 | 50261.13 | 39242.13 | 4.5613 | 88152 | 0 | 88152 | 900000 | 0 | 988152 | 103185.6667 | 37890.87 | [8 empty] | 92166.6667
44782.1667 | 231 | 1143 | 1403 | 590 | 8133 | 10680 | 0 | 10680 | 49199.47 | 38519.47 | 4.6067 | 85440 | 0 | 85440 | 900000 | 0 | 985440 | 102846.6667 | 36240.53 | [8 empty] | 92166.6667
44782.2083 | 187 | 1064 | 1238 | 756 | 7975 | 10277 | 0 | 10277 | 48692.69 | 38415.69 | 4.738 | 82216 | 0 | 82216 | 900000 | 0 | 982216 | 102443.6667 | 33523.31 | [8 empty] | 92166.6667
44782.25 | 142 | 898 | 1141 | 634 | 6502 | 8542 | 0 | 8542 | 49050.92 | 40508.92 | 5.7423 | 68336 | 0 | 68336 | 900000 | 0 | 968336 | 100708.6667 | 19285.08 | [8 empty] | 92166.6667
44782.2917 | 99 | 757 | 1063 | 742 | 5753 | 7573 | 1 | 7574 | 50144.81 | 42570.81 | 6.6207 | 60584 | 8 | 60592 | 900000 | 0 | 960592 | 99740.6667 | 10447.19 | [8 empty] | 92166.6667
44782.3333 | 65 | 664 | 779 | 472 | 3980 | 5423 | 801 | 6224 | 50745.7 | 44521.7 | 8.1532 | 43384 | 6408 | 49792 | 899046.3 | -953.7 | 948838.3 | 98390.6667 | 0 | [8 empty] | 92166.6667
44782.375 | 99 | 433 | 584 | 280 | 2375 | 3391 | 5189 | 8580 | 53169.66 | 44589.66 | 6.1969 | 27128 | 41512 | 68640 | 900000 | 953.7 | 968640 | 100746.6667 | 14516.64 | [8 empty] | 92166.6667
44782.4167 | 133 | 305 | 674 | 114 | 1736 | 2714 | 7903 | 10617 | 56951.4 | 46334.4 | 5.3642 | 21712 | 63224 | 84936 | 900000 | 0 | 984936 | 102783.6667 | 27984.6 | [8 empty] | 92166.6667
44782.4583 | 169 | 151 | 548 | 74 | 1461 | 2161 | 8260 | 10421 | 61303.78 | 50882.78 | 5.8827 | 17288 | 66080 | 83368 | 900000 | 0 | 983368 | 102587.6667 | 22064.22 | [8 empty] | 92166.6667
44782.5 | 256 | 42 | 460 | 92 | 924 | 1426 | 8628 | 10054 | 65654.92 | 55600.92 | 6.5302 | 11408 | 69024 | 80432 | 900000 | 0 | 980432 | 102220.6667 | 14777.08 | [8 empty] | 92166.6667
44782.5417 | 535 | 31 | 776 | 82 | 563 | 1370 | 8427 | 9797 | 69398.51 | 59601.51 | 7.0836 | 10960 | 67416 | 78376 | 900000 | 0 | 978376 | 101963.6667 | 8977.49 | [8 empty] | 92166.6667
44782.5833 | 923 | 96 | 1295 | 52 | 622 | 2012 | 8305 | 10317 | 72322.28 | 62005.28 | 7.01 | 16096 | 66440 | 82536 | 900000 | 0 | 982536 | 102483.6667 | 10213.72 | [8 empty] | 92166.6667
44782.625 | 1196 | 151 | 1717 | 74 | 1021 | 2889 | 7666 | 10555 | 73716.82 | 63161.82 | 6.9841 | 23112 | 61328 | 84440 | 900000 | 0 | 984440 | 102721.6667 | 10723.18 | [8 empty] | 92166.6667
44782.6667 | 1489 | 200 | 2234 | 371 | 2240 | 4675 | 6800 | 11475 | 73802.36 | 62327.36 | 6.4316 | 37400 | 54400 | 91800 | 900000 | 0 | 991800 | 103641.6667 | 17997.64 | [8 empty] | 92166.6667
44782.7083 | 1818 | 343 | 2999 | 446 | 2856 | 6198 | 6308 | 12506 | 73176.06 | 60670.06 | 5.8513 | 49584 | 50464 | 100048 | 900000 | 0 | 1000048 | 104672.6667 | 26871.94 | [8 empty] | 92166.6667
44782.75 | 2145 | 498 | 3453 | 340 | 3133 | 7085 | 6052 | 13137 | 71430.86 | 58293.86 | 5.4374 | 56680 | 48416 | 105096 | 900000 | 0 | 1005096 | 105303.6667 | 33665.14 | [8 empty] | 92166.6667
44782.7917 | 2563 | 490 | 4545 | 399 | 3661 | 8697 | 4749 | 13446 | 69487.16 | 56041.16 | 5.1679 | 69576 | 37992 | 107568 | 900000 | 0 | 1007568 | 105612.6667 | 38080.84 | [8 empty] | 92166.6667
44782.8333 | 2567 | 497 | 4732 | 605 | 4593 | 9823 | 2241 | 12064 | 67225.12 | 55161.12 | 5.5724 | 78584 | 17928 | 96512 | 900000 | 0 | 996512 | 104230.6667 | 29286.88 | [8 empty] | 92166.6667
44782.875 | 1925 | 543 | 4040 | 642 | 3963 | 8546 | 106 | 8652 | 65540.72 | 56888.72 | 7.5752 | 68368 | 848 | 69216 | 900000 | 0 | 969216 | 100818.6667 | 3675.28 | [8 empty] | 92166.6667
44782.9167 | 1351 | 490 | 3634 | 743 | 3994 | 8118 | 0 | 8118 | 63553.87 | 55435.87 | 7.8288 | 64944 | 0 | 64944 | 900000 | 0 | 964944 | 100284.6667 | 1390.13 | [8 empty] | 92166.6667
44782.9583 | 1219 | 341 | 3420 | 1043 | 3884 | 7645 | 0 | 7645 | 60026.59 | 52381.59 | 7.8517 | 61160 | 0 | 61160 | 900000 | 0 | 961160 | 99811.6667 | 1133.41 | [8 empty] | 92166.6667
44783 | 1230 | 396 | 3234 | 808 | 3120 | 6751 | 0 | 6751 | 56401.59 | 49650.59 | 8.3546 | 54008 | 0 | 54008 | 897606.41 | -2393.59 | 951614.41 | 98917.6667 | 0 | [8 empty] | 92166.6667
44783.0417 | 1135 | 599 | 2967 | 591 | 2894 | 6459 | 0 | 6459 | 52601.86 | 46142.86 | 8.144 | 51672 | 0 | 51672 | 896676.55 | -929.86 | 948348.55 | 98625.6667 | 0 | [8 empty] | 92166.6667
44783.0833 | 928 | 693 | 2540 | 354 | 2893 | 6125 | 0 | 6125 | 49969.93 | 43844.93 | 8.1584 | 49000 | 0 | 49000 | 895706.62 | -969.93 | 944706.62 | 98291.6667 | 0 | [8 empty] | 92166.6667
44783.125 | 677 | 717 | 2024 | 151 | 3292 | 6034 | 0 | 6034 | 48187.85 | 42153.85 | 7.9861 | 48272 | 0 | 48272 | 895790.77 | 84.15 | 944062.77 | 98200.6667 | 0 | [8 empty] | 92166.6667
44783.1667 | 535 | 778 | 1830 | 96 | 3514 | 6122 | 0 | 6122 | 47046.03 | 40924.03 | 7.6847 | 48976 | 0 | 48976 | 897720.74 | 1929.97 | 946696.74 | 98288.6667 | 0 | [8 empty] | 92166.6667
44783.2083 | 377 | 826 | 1628 | 53 | 3397 | 5851 | 0 | 5851 | 46745.58 | 40894.58 | 7.9893 | 46808 | 0 | 46808 | 897783.16 | 62.42 | 944591.16 | 98017.6667 | 0 | [8 empty] | 92166.6667
44783.25 | 244 | 746 | 1336 | 43 | 3167 | 5248 | 0 | 5248 | 47493.23 | 42245.23 | 9.0498 | 41984 | 0 | 41984 | 892273.93 | -5509.23 | 934257.93 | 97414.6667 | 0 | [8 empty] | 92166.6667
44783.2917 | 208 | 711 | 1244 | 157 | 2948 | 4904 | 1 | 4905 | 48923.2 | 44018.2 | 9.9741 | 39232 | 8 | 39240 | 882590.73 | -9683.2 | 921830.73 | 97071.6667 | 0 | [8 empty] | 92166.6667
44783.3333 | 80 | 519 | 969 | 250 | 2870 | 4358 | 656 | 5014 | 49568.08 | 44554.08 | 9.8859 | 34864 | 5248 | 40112 | 873134.65 | -9456.08 | 913246.65 | 97180.6667 | 0 | [8 empty] | 92166.6667
44783.375 | 4 | 372 | 654 | 225 | 2319 | 3346 | 3744 | 7090 | 52146.92 | 45056.92 | 7.355 | 26768 | 29952 | 56720 | 877707.73 | 4573.08 | 934427.73 | 99256.6667 | 0 | [8 empty] | 92166.6667
44783.4167 | 64 | 333 | 697 | 124 | 1598 | 2628 | 6611 | 9239 | 55879.43 | 46640.43 | 6.0482 | 21024 | 52888 | 73912 | 895740.3 | 18032.57 | 969652.3 | 101405.6667 | 0 | [8 empty] | 92166.6667
44783.4583 | 28 | 150 | 434 | 157 | 1178 | 1762 | 7837 | 9599 | 60308.97 | 50709.97 | 6.2828 | 14096 | 62696 | 76792 | 900000 | 4259.7 | 976792 | 101765.6667 | 12223.33 | [8 empty] | 92166.6667
44783.5 | 19 | 121 | 281 | 162 | 1027 | 1430 | 8094 | 9524 | 64943.34 | 55419.34 | 6.8189 | 11440 | 64752 | 76192 | 900000 | 0 | 976192 | 101690.6667 | 11248.66 | [8 empty] | 92166.6667
44783.5417 | 95 | 70 | 689 | 78 | 1887 | 2646 | 7972 | 10618 | 68988.33 | 58370.33 | 6.4973 | 21168 | 63776 | 84944 | 900000 | 0 | 984944 | 102784.6667 | 15955.67 | [8 empty] | 92166.6667
44783.5833 | 411 | 310 | 802 | 22 | 2881 | 3993 | 7850 | 11843 | 72273.67 | 60430.67 | 6.1026 | 31944 | 62800 | 94744 | 900000 | 0 | 994744 | 104009.6667 | 22470.33 | [8 empty] | 92166.6667
44783.625 | 946 | 727 | 1312 | 28 | 3210 | 5250 | 7033 | 12283 | 74248.95 | 61965.95 | 6.0449 | 42000 | 56264 | 98264 | 900000 | 0 | 998264 | 104449.6667 | 24015.05 | [8 empty] | 92166.6667
44783.6667 | 1514 | 1097 | 1873 | 41 | 3983 | 6952 | 6470 | 13422 | 75062.42 | 61640.42 | 5.5925 | 55616 | 51760 | 107376 | 900000 | 0 | 1007376 | 105588.6667 | 32313.58 | [8 empty] | 92166.6667
44783.7083 | 2000 | 602 | 2396 | 49 | 3665 | 6663 | 6055 | 12718 | 74196.98 | 61478.98 | 5.834 | 53304 | 48440 | 101744 | 900000 | 0 | 1001744 | 104884.6667 | 27547.02 | [8 empty] | 92166.6667
44783.75 | 2310 | 374 | 2699 | 85 | 3258 | 6330 | 5479 | 11809 | 71764.02 | 59955.02 | 6.0771 | 50640 | 43832 | 94472 | 900000 | 0 | 994472 | 103975.6667 | 22707.98 | [8 empty] | 92166.6667
44783.7917 | 2471 | 327 | 3315 | 117 | 3021 | 6663 | 4092 | 10755 | 68248.24 | 57493.24 | 6.3457 | 53304 | 32736 | 86040 | 900000 | 0 | 986040 | 102921.6667 | 17791.76 | [8 empty] | 92166.6667
44783.8333 | 2448 | 132 | 3906 | 147 | 2730 | 6767 | 2122 | 8889 | 63551.86 | 54662.86 | 7.1495 | 54136 | 16976 | 71112 | 900000 | 0 | 971112 | 101055.6667 | 7560.14 | [8 empty] | 92166.6667
44783.875 | 1838 | 23 | 3954 | 201 | 2516 | 6493 | 126 | 6619 | 61337.08 | 54718.08 | 9.2668 | 51944 | 1008 | 52952 | 891614.92 | -8385.08 | 944566.92 | 98785.6667 | 0 | [8 empty] | 92166.6667
44783.9167 | 1424 | 47 | 3581 | 250 | 2048 | 5675 | 0 | 5675 | 59275.3 | 53600.3 | 10.445 | 45400 | 0 | 45400 | 877739.62 | -13875.3 | 923139.62 | 97841.6667 | 0 | [8 empty] | 92166.6667
44783.9583 | 1088 | 112 | 3266 | 139 | 1805 | 5183 | 0 | 5183 | 55959.75 | 50776.75 | 10.7968 | 41464 | 0 | 41464 | 863243.87 | -14495.75 | 904707.87 | 97349.6667 | 0 | [8 empty] | 92166.6667
44784 | 920 | 98 | 2790 | 80 | 1892 | 4781 | 0 | 4781 | 52383.88 | 47602.88 | 10.9567 | 38248 | 0 | 38248 | 849107.99 | -14135.88 | 887355.99 | 96947.6667 | 0 | [8 empty] | 92166.6667
44784.0417 | 1104 | 164 | 2624 | 69 | 1662 | 4450 | 0 | 4450 | 49281.48 | 44831.48 | 11.0745 | 35600 | 0 | 35600 | 835426.51 | -13681.48 | 871026.51 | 96616.6667 | 0 | [8 empty] | 92166.6667
44784.0833 | 640 | 139 | 1935 | 158 | 1481 | 3556 | 0 | 3556 | 46938.23 | 43382.23 | 13.1997 | 28448 | 0 | 28448 | 816936.28 | -18490.23 | 845384.28 | 95722.6667 | 0 | [8 empty] | 92166.6667
44784.125 | 483 | 281 | 1600 | 233 | 1367 | 3248 | 0 | 3248 | 45493.63 | 42245.63 | 14.0067 | 25984 | 0 | 25984 | 797426.65 | -19509.63 | 823410.65 | 95414.6667 | 0 | [8 empty] | 92166.6667
44784.1667 | 490 | 264 | 1163 | 215 | 1076 | 2503 | 0 | 2503 | 44611.01 | 42108.01 | 17.823 | 20024 | 0 | 20024 | 772839.64 | -24587.01 | 792863.64 | 94669.6667 | 0 | [8 empty] | 92166.6667
44784.2083 | 505 | 285 | 1108 | 223 | 860 | 2253 | 0 | 2253 | 44375.1 | 42122.1 | 19.696 | 18024 | 0 | 18024 | 746488.54 | -26351.1 | 764512.54 | 94419.6667 | 0 | [8 empty] | 92166.6667
44784.25 | 137 | 170 | 718 | 174 | 675 | 1563 | 0 | 1563 | 45324.98 | 43761.98 | 28.9987 | 12504 | 0 | 12504 | 713667.56 | -32820.98 | 726171.56 | 93729.6667 | 0 | [8 empty] | 92166.6667
44784.2917 | 49 | 49 | 558 | 130 | 474 | 1080 | 0 | 1080 | 47073.33 | 45993.33 | 43.5864 | 8640 | 0 | 8640 | 675234.23 | -38433.33 | 683874.23 | 93246.6667 | 0 | [8 empty] | 92166.6667
44784.3333 | 27 | 30 | 443 | 93 | 343 | 817 | 674 | 1491 | 47856.69 | 46365.69 | 32.097 | 6536 | 5392 | 11928 | 639305.54 | -35928.69 | 651233.54 | 93657.6667 | 0 | [8 empty] | 92166.6667
44784.375 | 6 | 22 | 234 | 38 | 199 | 455 | 4511 | 4966 | 49853.53 | 44887.53 | 10.039 | 3640 | 36088 | 39728 | 629180.01 | -10125.53 | 668908.01 | 97132.6667 | 0 | [8 empty] | 92166.6667
44784.4167 | 52 | 8 | 204 | 21 | 171 | 383 | 6767 | 7150 | 53215.13 | 46065.13 | 7.4427 | 3064 | 54136 | 57200 | 633164.88 | 3984.87 | 690364.88 | 99316.6667 | 0 | [8 empty] | 92166.6667
44784.4583 | 25 | 8 | 43 | 45 | 350 | 401 | 7464 | 7865 | 57575.84 | 49710.84 | 7.3205 | 3208 | 59712 | 62920 | 638509.04 | 5344.16 | 701429.04 | 100031.6667 | 0 | [8 empty] | 92166.6667
44784.5 | 9 | 34 | 21 | 24 | 556 | 611 | 7861 | 8472 | 62024.2 | 53552.2 | 7.3211 | 4888 | 62888 | 67776 | 644260.84 | 5751.8 | 712036.84 | 100638.6667 | 0 | [8 empty] | 92166.6667
44784.5417 | 31 | 88 | 62 | 59 | 712 | 861 | 7916 | 8777 | 66202.15 | 57425.15 | 7.5427 | 6888 | 63328 | 70216 | 648274.69 | 4013.85 | 718490.69 | 100943.6667 | 0 | [8 empty] | 92166.6667
44784.5833 | 208 | 152 | 408 | 82 | 1053 | 1613 | 8342 | 9955 | 69657.33 | 59702.33 | 6.9972 | 12904 | 66736 | 79640 | 658257.36 | 9982.67 | 737897.36 | 102121.6667 | 0 | [8 empty] | 92166.6667
44784.625 | 474 | 241 | 857 | 138 | 1695 | 2792 | 8365 | 11157 | 71855.3 | 60698.3 | 6.4404 | 22336 | 66920 | 89256 | 675658.06 | 17400.7 | 764914.06 | 103323.6667 | 0 | [8 empty] | 92166.6667
44784.6667 | 919 | 333 | 1549 | 166 | 2397 | 4279 | 8132 | 12411 | 73585.16 | 61174.16 | 5.929 | 34232 | 65056 | 99288 | 701360.9 | 25702.84 | 800648.9 | 104577.6667 | 0 | [8 empty] | 92166.6667
44784.7083 | 1332 | 365 | 2087 | 184 | 3023 | 5475 | 7253 | 12728 | 74163.34 | 61435.34 | 5.8268 | 43800 | 58024 | 101824 | 729021.56 | 27660.66 | 830845.56 | 104894.6667 | 0 | [8 empty] | 92166.6667
44784.75 | 1855 | 330 | 2762 | 204 | 3564 | 6657 | 6028 | 12685 | 73505.53 | 60820.53 | 5.7947 | 53256 | 48224 | 101480 | 756996.03 | 27974.47 | 858476.03 | 104851.6667 | 0 | [8 empty] | 92166.6667
44784.7917 | 2010 | 377 | 3346 | 244 | 3823 | 7546 | 3684 | 11230 | 71412.95 | 60182.95 | 6.3591 | 60368 | 29472 | 89840 | 775423.08 | 18427.05 | 865263.08 | 103396.6667 | 0 | [8 empty] | 92166.6667
44784.8333 | 2059 | 482 | 4066 | 304 | 3779 | 8327 | 1124 | 9451 | 68774.17 | 59323.17 | 7.2769 | 66616 | 8992 | 75608 | 782256.91 | 6833.83 | 857864.91 | 101617.6667 | 0 | [8 empty] | 92166.6667
44784.875 | 1663 | 560 | 3395 | 509 | 3874 | 7829 | 48 | 7877 | 66328.06 | 58451.06 | 8.4205 | 62632 | 384 | 63016 | 778944.85 | -3312.06 | 841960.85 | 100043.6667 | 0 | [8 empty] | 92166.6667
44784.9167 | 1316 | 894 | 2974 | 730 | 4421 | 8289 | 0 | 8289 | 63760.14 | 55471.14 | 7.6921 | 66312 | 0 | 66312 | 781496.71 | 2551.86 | 847808.71 | 100455.6667 | 0 | [8 empty] | 92166.6667
44784.9583 | 651 | 1046 | 2330 | 1105 | 5383 | 8759 | 0 | 8759 | 60089.84 | 51330.84 | 6.8604 | 70072 | 0 | 70072 | 791478.87 | 9982.16 | 861550.87 | 100925.6667 | 0 | [8 empty] | 92166.6667
44785 | 451 | 1164 | 2254 | 1557 | 5785 | 9203 | 0 | 9203 | 56232.9 | 47029.9 | 6.1103 | 73624 | 0 | 73624 | 808869.97 | 17391.1 | 882493.97 | 101369.6667 | 0 | [8 empty] | 92166.6667
44785.0417 | 345 | 885 | 1756 | 1724 | 5905 | 8546 | 0 | 8546 | 52804.78 | 44258.78 | 6.1789 | 68368 | 0 | 68368 | 824433.19 | 15563.22 | 892801.19 | 100712.6667 | 0 | [8 empty] | 92166.6667
44785.0833 | 283 | 674 | 1316 | 1742 | 5981 | 7971 | 0 | 7971 | 50134.64 | 42163.64 | 6.2896 | 63768 | 0 | 63768 | 838066.55 | 13633.36 | 901834.55 | 100137.6667 | 0 | [8 empty] | 92166.6667
44785.125 | 246 | 488 | 857 | 1466 | 5503 | 6847 | 0 | 6847 | 48155.61 | 41308.61 | 7.0331 | 54776 | 0 | 54776 | 844686.94 | 6620.39 | 899462.94 | 99013.6667 | 0 | [8 empty] | 92166.6667
44785.1667 | 168 | 421 | 501 | 1187 | 4567 | 5489 | 0 | 5489 | 47161.82 | 41672.82 | 8.5921 | 43912 | 0 | 43912 | 841437.12 | -3249.82 | 885349.12 | 97655.6667 | 0 | [8 empty] | 92166.6667
44785.2083 | 79 | 349 | 332 | 1024 | 3777 | 4459 | 0 | 4459 | 46741.76 | 42282.76 | 10.4826 | 35672 | 0 | 35672 | 830367.36 | -11069.76 | 866039.36 | 96625.6667 | 0 | [8 empty] | 92166.6667
44785.25 | 37 | 286 | 216 | 903 | 3346 | 3847 | 0 | 3847 | 47258.7 | 43411.7 | 12.2846 | 30776 | 0 | 30776 | 813884.66 | -16482.7 | 844660.66 | 96013.6667 | 0 | [8 empty] | 92166.6667
44785.2917 | 2 | 272 | 113 | 826 | 2579 | 2964 | 1 | 2965 | 48597.83 | 45632.83 | 16.3905 | 23712 | 8 | 23720 | 789006.83 | -24877.83 | 812726.83 | 95131.6667 | 0 | [8 empty] | 92166.6667
44785.3333 | 5 | 223 | 51 | 732 | 1840 | 2114 | 706 | 2820 | 49207.61 | 46387.61 | 17.4495 | 16912 | 5648 | 22560 | 762359.22 | -26647.61 | 784919.22 | 94986.6667 | 0 | [8 empty] | 92166.6667
44785.375 | 5 | 153 | 23 | 541 | 1032 | 1208 | 4936 | 6144 | 51482.42 | 45338.42 | 8.3793 | 9664 | 39488 | 49152 | 760028.8 | -2330.42 | 809180.8 | 98310.6667 | 0 | [8 empty] | 92166.6667
44785.4167 | 1 | 113 | 46 | 358 | 814 | 973 | 7936 | 8909 | 55065.88 | 46156.88 | 6.1809 | 7784 | 63488 | 71272 | 776234.92 | 16206.12 | 847506.92 | 101075.6667 | 0 | [8 empty] | 92166.6667
44785.4583 | 9 | 154 | 161 | 361 | 1450 | 1765 | 8768 | 10533 | 59479.7 | 48946.7 | 5.647 | 14120 | 70144 | 84264 | 801019.22 | 24784.3 | 885283.22 | 102699.6667 | 0 | [8 empty] | 92166.6667
44785.5 | 4 | 255 | 163 | 237 | 1506 | 1925 | 9214 | 11139 | 63799.06 | 52660.06 | 5.7275 | 15400 | 73712 | 89112 | 826332.16 | 25312.94 | 915444.16 | 103305.6667 | 0 | [8 empty] | 92166.6667
44785.5417 | 43 | 273 | 268 | 76 | 1368 | 1909 | 8547 | 10456 | 67330.72 | 56874.72 | 6.4394 | 15272 | 68376 | 83648 | 842649.44 | 16317.28 | 926297.44 | 102622.6667 | 0 | [8 empty] | 92166.6667
44785.5833 | 356 | 330 | 693 | 22 | 1735 | 2758 | 8032 | 10790 | 69557.34 | 58767.34 | 6.4465 | 22064 | 64256 | 86320 | 859412.1 | 16762.66 | 945732.1 | 102956.6667 | 0 | [8 empty] | 92166.6667
44785.625 | 1310 | 385 | 1677 | 39 | 1911 | 3972 | 7626 | 11598 | 71525.28 | 59927.28 | 6.167 | 31776 | 61008 | 92784 | 880670.82 | 21258.72 | 973454.82 | 103764.6667 | 0 | [8 empty] | 92166.6667
44785.6667 | 1556 | 368 | 2282 | 89 | 2150 | 4800 | 7899 | 12699 | 72572.72 | 59873.72 | 5.7148 | 38400 | 63192 | 101592 | 900000 | 19329.18 | 1001592 | 104865.6667 | 9690.1 | [8 empty] | 92166.6667
44785.7083 | 2019 | 433 | 3294 | 131 | 2387 | 6114 | 7976 | 14090 | 72691.65 | 58601.65 | 5.1591 | 48912 | 63808 | 112720 | 900000 | 0 | 1012720 | 106256.6667 | 40028.35 | [8 empty] | 92166.6667
44785.75 | 1867 | 441 | 3319 | 194 | 2712 | 6472 | 7426 | 13898 | 71726.19 | 57828.19 | 5.1609 | 51776 | 59408 | 111184 | 900000 | 0 | 1011184 | 106064.6667 | 39457.81 | [8 empty] | 92166.6667
44785.7917 | 1215 | 506 | 2587 | 252 | 3124 | 6217 | 6319 | 12536 | 69587.81 | 57051.81 | 5.551 | 49736 | 50552 | 100288 | 900000 | 0 | 1000288 | 104702.6667 | 30700.19 | [8 empty] | 92166.6667
44785.8333 | 774 | 554 | 2067 | 357 | 3874 | 6495 | 2841 | 9336 | 67318.62 | 57982.62 | 7.2106 | 51960 | 22728 | 74688 | 900000 | 0 | 974688 | 101502.6667 | 7369.38 | [8 empty] | 92166.6667
44785.875 | 349 | 479 | 1247 | 720 | 4518 | 6244 | 145 | 6389 | 64783.79 | 58394.79 | 10.1399 | 49952 | 1160 | 51112 | 886328.21 | -13671.79 | 937440.21 | 98555.6667 | 0 | [8 empty] | 92166.6667
44785.9167 | 191 | 622 | 822 | 1511 | 5914 | 7357 | 0 | 7357 | 62835.68 | 55478.68 | 8.5409 | 58856 | 0 | 58856 | 882348.53 | -3979.68 | 941204.53 | 99523.6667 | 0 | [8 empty] | 92166.6667
44785.9583 | 71 | 725 | 626 | 2069 | 7313 | 8664 | 0 | 8664 | 59766.3 | 51102.3 | 6.8982 | 69312 | 0 | 69312 | 891894.23 | 9545.7 | 961206.23 | 100830.6667 | 0 | [8 empty] | 92166.6667
44786 | 36 | 808 | 523 | 2157 | 7742 | 9072 | 0 | 9072 | 56340.92 | 47268.92 | 6.2104 | 72576 | 0 | 72576 | 900000 | 8105.77 | 972576 | 101238.6667 | 8129.31 | [8 empty] | 92166.6667
44786.0417 | 50 | 788 | 534 | 2406 | 7824 | 9147 | 0 | 9147 | 53068.76 | 43921.76 | 5.8018 | 73176 | 0 | 73176 | 900000 | 0 | 973176 | 101313.6667 | 20107.24 | [8 empty] | 92166.6667
44786.0833 | 71 | 644 | 396 | 2549 | 7284 | 8324 | 0 | 8324 | 50590.56 | 42266.56 | 6.0777 | 66592 | 0 | 66592 | 900000 | 0 | 966592 | 100490.6667 | 16001.44 | [8 empty] | 92166.6667
44786.125 | 71 | 538 | 360 | 2458 | 6558 | 7456 | 0 | 7456 | 48837.45 | 41381.45 | 6.5501 | 59648 | 0 | 59648 | 900000 | 0 | 959648 | 99622.6667 | 10810.55 | [8 empty] | 92166.6667
44786.1667 | 19 | 407 | 314 | 2180 | 5854 | 6574 | 0 | 6574 | 47220.14 | 40646.14 | 7.1829 | 52592 | 0 | 52592 | 900000 | 0 | 952592 | 98740.6667 | 5371.86 | [8 empty] | 92166.6667
44786.2083 | 22 | 329 | 229 | 2074 | 5216 | 5774 | 0 | 5774 | 46299.81 | 40525.81 | 8.0187 | 46192 | 0 | 46192 | 899892.19 | -107.81 | 946084.19 | 97940.6667 | 0 | [8 empty] | 92166.6667
44786.25 | 18 | 298 | 184 | 1834 | 4396 | 4878 | 0 | 4878 | 46115.36 | 41237.36 | 9.4537 | 39024 | 0 | 39024 | 892800.83 | -7091.36 | 931824.83 | 97044.6667 | 0 | [8 empty] | 92166.6667
44786.2917 | 22 | 247 | 184 | 1621 | 3876 | 4307 | 1 | 4308 | 46100.42 | 41792.42 | 10.7011 | 34456 | 8 | 34464 | 881164.41 | -11636.42 | 915628.41 | 96474.6667 | 0 | [8 empty] | 92166.6667
44786.3333 | 77 | 195 | 240 | 1617 | 3501 | 3936 | 892 | 4828 | 46405.75 | 41577.75 | 9.6118 | 31488 | 7136 | 38624 | 873382.66 | -7781.75 | 912006.66 | 96994.6667 | 0 | [8 empty] | 92166.6667
44786.375 | 90 | 88 | 183 | 1206 | 2035 | 2307 | 5678 | 7985 | 49274.08 | 41289.08 | 6.1708 | 18456 | 45424 | 63880 | 887988.58 | 14605.92 | 951868.58 | 100151.6667 | 0 | [8 empty] | 92166.6667
44786.4167 | 142 | 95 | 226 | 913 | 1302 | 1622 | 8441 | 10063 | 53302.7 | 43239.7 | 5.2969 | 12976 | 67528 | 80504 | 900000 | 12011.42 | 980504 | 102229.6667 | 15189.88 | [8 empty] | 92166.6667
44786.4583 | 249 | 83 | 379 | 817 | 1078 | 1539 | 9248 | 10787 | 57773.33 | 46986.33 | 5.3558 | 12312 | 73984 | 86296 | 900000 | 0 | 986296 | 102953.6667 | 28522.67 | [8 empty] | 92166.6667
44786.5 | 270 | 101 | 438 | 452 | 568 | 1107 | 8549 | 9656 | 61670.09 | 52014.09 | 6.3867 | 8856 | 68392 | 77248 | 900000 | 0 | 977248 | 101822.6667 | 15577.91 | [8 empty] | 92166.6667
44786.5417 | 525 | 182 | 722 | 158 | 318 | 1222 | 7867 | 9089 | 64790.85 | 55701.85 | 7.1285 | 9776 | 62936 | 72712 | 900000 | 0 | 972712 | 101255.6667 | 7921.15 | [8 empty] | 92166.6667
44786.5833 | 480 | 227 | 766 | 63 | 402 | 1396 | 8317 | 9713 | 67590.1 | 57877.1 | 6.9587 | 11168 | 66536 | 77704 | 900000 | 0 | 977704 | 101879.6667 | 10113.9 | [8 empty] | 92166.6667
44786.625 | 615 | 252 | 1053 | 87 | 615 | 1920 | 7745 | 9665 | 69362.58 | 59697.58 | 7.1767 | 15360 | 61960 | 77320 | 900000 | 0 | 977320 | 101831.6667 | 7957.42 | [8 empty] | 92166.6667
44786.6667 | 496 | 285 | 1220 | 130 | 752 | 2257 | 7380 | 9637 | 70173.42 | 60536.42 | 7.2817 | 18056 | 59040 | 77096 | 900000 | 0 | 977096 | 101803.6667 | 6922.58 | [8 empty] | 92166.6667
44786.7083 | 803 | 337 | 1723 | 149 | 967 | 3028 | 7251 | 10279 | 70607.23 | 60328.23 | 6.8691 | 24224 | 58008 | 82232 | 900000 | 0 | 982232 | 102445.6667 | 11624.77 | [8 empty] | 92166.6667
44786.75 | 589 | 415 | 1343 | 168 | 1408 | 3166 | 7037 | 10203 | 70353.33 | 60150.33 | 6.8954 | 25328 | 56296 | 81624 | 900000 | 0 | 981624 | 102369.6667 | 11270.67 | [8 empty] | 92166.6667
44786.7917 | 314 | 480 | 1099 | 184 | 1935 | 3513 | 6100 | 9613 | 69105.1 | 59492.1 | 7.1887 | 28104 | 48800 | 76904 | 900000 | 0 | 976904 | 101779.6667 | 7798.9 | [8 empty] | 92166.6667
44786.8333 | 321 | 474 | 1096 | 281 | 2610 | 4180 | 2569 | 6749 | 66703.77 | 59954.77 | 9.8835 | 33440 | 20552 | 53992 | 887288.23 | -12711.77 | 941280.23 | 98915.6667 | 0 | [8 empty] | 92166.6667
44786.875 | 201 | 545 | 1088 | 681 | 3962 | 5595 | 114 | 5709 | 64501.43 | 58792.43 | 11.2982 | 44760 | 912 | 45672 | 868458.8 | -18829.43 | 914130.8 | 97875.6667 | 0 | [8 empty] | 92166.6667
44786.9167 | 148 | 784 | 913 | 1068 | 5413 | 7110 | 10 | 7120 | 62414.91 | 55294.91 | 8.7661 | 56880 | 80 | 56960 | 863003.89 | -5454.91 | 919963.89 | 99286.6667 | 0 | [8 empty] | 92166.6667
44786.9583 | 247 | 995 | 1071 | 1404 | 6747 | 8812 | 10 | 8822 | 59115.45 | 50293.45 | 6.7009 | 70496 | 80 | 70576 | 874464.44 | 11460.55 | 945040.44 | 100988.6667 | 0 | [8 empty] | 92166.6667
44787 | 273 | 1093 | 984 | 1738 | 7372 | 9449 | 10 | 9459 | 55681.07 | 46222.07 | 5.8866 | 75592 | 80 | 75672 | 894455.37 | 19990.93 | 970127.37 | 101625.6667 | 0 | [8 empty] | 92166.6667
44787.0417 | 325 | 1042 | 914 | 2116 | 8001 | 9957 | 10 | 9967 | 52518.77 | 42551.77 | 5.2693 | 79656 | 80 | 79736 | 900000 | 5544.63 | 979736 | 102133.6667 | 21672.6 | [8 empty] | 92166.6667
44787.0833 | 422 | 955 | 1000 | 2334 | 7996 | 9951 | 10 | 9961 | 49901.28 | 39940.28 | 5.0097 | 79608 | 80 | 79688 | 900000 | 0 | 979688 | 102127.6667 | 29786.72 | [8 empty] | 92166.6667
44787.125 | 864 | 763 | 1482 | 2298 | 7686 | 9931 | 10 | 9941 | 48043.75 | 38102.75 | 4.8329 | 79448 | 80 | 79528 | 900000 | 0 | 979528 | 102107.6667 | 31484.25 | [8 empty] | 92166.6667
44787.1667 | 982 | 633 | 1647 | 2164 | 7244 | 9524 | 10 | 9534 | 46490.42 | 36956.42 | 4.8763 | 76192 | 80 | 76272 | 900000 | 0 | 976272 | 101700.6667 | 29781.58 | [8 empty] | 92166.6667
44787.2083 | 963 | 610 | 1424 | 2264 | 6998 | 9032 | 10 | 9042 | 45074.6 | 36032.6 | 4.985 | 72256 | 80 | 72336 | 900000 | 0 | 972336 | 101208.6667 | 27261.4 | [8 empty] | 92166.6667
44787.25 | 1516 | 488 | 2005 | 2219 | 6368 | 8861 | 1 | 8862 | 44341.29 | 35479.29 | 5.0035 | 70888 | 8 | 70896 | 900000 | 0 | 970896 | 101028.6667 | 26554.71 | [8 empty] | 92166.6667
44787.2917 | 1773 | 307 | 2222 | 1954 | 5314 | 7844 | 1 | 7845 | 43988.29 | 36143.29 | 5.6072 | 62752 | 8 | 62760 | 900000 | 0 | 962760 | 100011.6667 | 18771.71 | [8 empty] | 92166.6667
44787.3333 | 1986 | 216 | 2428 | 1526 | 4157 | 6802 | 726 | 7528 | 44072.33 | 36544.33 | 5.8545 | 54416 | 5808 | 60224 | 900000 | 0 | 960224 | 99694.6667 | 16151.67 | [8 empty] | 92166.6667
44787.375 | 1934 | 76 | 2357 | 1051 | 2535 | 4967 | 4944 | 9911 | 46624.89 | 36713.89 | 4.7044 | 39736 | 39552 | 79288 | 900000 | 0 | 979288 | 102077.6667 | 32663.11 | [8 empty] | 92166.6667
44787.4167 | 1760 | 44 | 2167 | 939 | 1723 | 3934 | 7915 | 11849 | 50279.81 | 38430.81 | 4.2434 | 31472 | 63320 | 94792 | 900000 | 0 | 994792 | 104015.6667 | 44512.19 | [8 empty] | 92166.6667
44787.4583 | 1753 | 121 | 2306 | 962 | 1444 | 3871 | 8622 | 12493 | 54490.23 | 41997.23 | 4.3617 | 30968 | 68976 | 99944 | 900000 | 0 | 999944 | 104659.6667 | 45453.77 | [8 empty] | 92166.6667
44787.5 | 1887 | 154 | 2379 | 613 | 824 | 3357 | 8595 | 11952 | 58397.96 | 46445.96 | 4.886 | 26856 | 68760 | 95616 | 900000 | 0 | 995616 | 104118.6667 | 37218.04 | [8 empty] | 92166.6667
44787.5417 | 2026 | 290 | 2605 | 319 | 1142 | 4037 | 8005 | 12042 | 61417.21 | 49375.21 | 5.1002 | 32296 | 64040 | 96336 | 900000 | 0 | 996336 | 104208.6667 | 34918.79 | [8 empty] | 92166.6667
44787.5833 | 1871 | 387 | 2617 | 254 | 1775 | 4779 | 8041 | 12820 | 63877.15 | 51057.15 | 4.9826 | 38232 | 64328 | 102560 | 900000 | 0 | 1002560 | 104986.6667 | 38682.85 | [8 empty] | 92166.6667
44787.625 | 1879 | 399 | 2829 | 281 | 1949 | 5177 | 8048 | 13225 | 66096.76 | 52871.76 | 4.9979 | 41416 | 64384 | 105800 | 900000 | 0 | 1005800 | 105391.6667 | 39703.24 | [8 empty] | 92166.6667
44787.6667 | 1755 | 529 | 2826 | 404 | 2029 | 5384 | 8039 | 13423 | 67818.39 | 54395.39 | 5.0524 | 43072 | 64312 | 107384 | 900000 | 0 | 1007384 | 105589.6667 | 39565.61 | [8 empty] | 92166.6667
44787.7083 | 1604 | 504 | 2640 | 422 | 2154 | 5298 | 7857 | 13155 | 68745.65 | 55590.65 | 5.2258 | 42384 | 62856 | 105240 | 900000 | 0 | 1005240 | 105321.6667 | 36494.35 | [8 empty] | 92166.6667
44787.75 | 1721 | 552 | 2950 | 395 | 2308 | 5810 | 7577 | 13387 | 68982.93 | 55595.93 | 5.153 | 46480 | 60616 | 107096 | 900000 | 0 | 1007096 | 105553.6667 | 38113.07 | [8 empty] | 92166.6667
44787.7917 | 1451 | 763 | 3028 | 420 | 2810 | 6600 | 6122 | 12722 | 68085.91 | 55363.91 | 5.3518 | 52800 | 48976 | 101776 | 900000 | 0 | 1001776 | 104888.6667 | 33690.09 | [8 empty] | 92166.6667
44787.8333 | 1318 | 824 | 3191 | 628 | 3884 | 7898 | 2592 | 10490 | 66150.64 | 55660.64 | 6.3061 | 63184 | 20736 | 83920 | 900000 | 0 | 983920 | 102656.6667 | 17769.36 | [8 empty] | 92166.6667
44787.875 | 1502 | 876 | 3677 | 1146 | 5913 | 10466 | 130 | 10596 | 64540.22 | 53944.22 | 6.091 | 83728 | 1040 | 84768 | 900000 | 0 | 984768 | 102762.6667 | 20227.78 | [8 empty] | 92166.6667
44787.9167 | 1673 | 890 | 3801 | 1888 | 8577 | 13268 | 0 | 13268 | 62367.45 | 49099.45 | 4.7006 | 106144 | 0 | 106144 | 900000 | 0 | 1006144 | 105434.6667 | 43776.55 | [8 empty] | 92166.6667
44787.9583 | 1636 | 960 | 3543 | 2482 | 11058 | 15562 | 0 | 15562 | 58685 | 43123 | 3.771 | 124496 | 0 | 124496 | 900000 | 0 | 1024496 | 107728.6667 | 65811 | [8 empty] | 92166.6667
44788 | 1860 | 1081 | 3715 | 2903 | 12329 | 17125 | 0 | 17125 | 54981.6 | 37856.6 | 3.2106 | 137000 | 0 | 137000 | 900000 | 0 | 1037000 | 109291.6667 | 82018.4 | [8 empty] | 92166.6667
44788.0417 | 1518 | 1129 | 3186 | 2982 | 12184 | 16498 | 0 | 16498 | 51825.39 | 35327.39 | 3.1413 | 131984 | 0 | 131984 | 900000 | 0 | 1031984 | 108664.6667 | 80158.61 | [8 empty] | 92166.6667
44788.0833 | 1634 | 1023 | 3157 | 3008 | 11488 | 15667 | 0 | 15667 | 49383.69 | 33716.69 | 3.1521 | 125336 | 0 | 125336 | 900000 | 0 | 1025336 | 107833.6667 | 75952.31 | [8 empty] | 92166.6667
44788.125 | 1242 | 855 | 2969 | 2960 | 10312 | 14136 | 0 | 14136 | 47896.26 | 33760.26 | 3.3882 | 113088 | 0 | 113088 | 900000 | 0 | 1013088 | 106302.6667 | 65191.74 | [8 empty] | 92166.6667
44788.1667 | 885 | 625 | 2686 | 2756 | 9239 | 12550 | 0 | 12550 | 46775.89 | 34225.89 | 3.7272 | 100400 | 0 | 100400 | 900000 | 0 | 1000400 | 104716.6667 | 53624.11 | [8 empty] | 92166.6667
44788.2083 | 1402 | 654 | 3064 | 2608 | 7937 | 11655 | 0 | 11655 | 46441.1 | 34786.1 | 3.9847 | 93240 | 0 | 93240 | 900000 | 0 | 993240 | 103821.6667 | 46798.9 | [8 empty] | 92166.6667
44788.25 | 1577 | 720 | 3223 | 2434 | 6909 | 10852 | 0 | 10852 | 47272.33 | 36420.33 | 4.3561 | 86816 | 0 | 86816 | 900000 | 0 | 986816 | 103018.6667 | 39543.67 | [8 empty] | 92166.6667
44788.2917 | 1870 | 662 | 3915 | 2198 | 6429 | 11005 | 1 | 11006 | 48712 | 37706 | 4.4259 | 88040 | 8 | 88048 | 900000 | 0 | 988048 | 103172.6667 | 39336 | [8 empty] | 92166.6667
44788.3333 | 1799 | 572 | 4003 | 2022 | 6175 | 10750 | 738 | 11488 | 49499.79 | 38011.79 | 4.3088 | 86000 | 5904 | 91904 | 900000 | 0 | 991904 | 103654.6667 | 42404.21 | [8 empty] | 92166.6667
44788.375 | 1795 | 381 | 3790 | 1326 | 4447 | 8617 | 4957 | 13574 | 51507.62 | 37933.62 | 3.7946 | 68936 | 39656 | 108592 | 900000 | 0 | 1008592 | 105740.6667 | 57084.38 | [8 empty] | 92166.6667
44788.4167 | 1837 | 395 | 3905 | 1086 | 4864 | 9164 | 7662 | 16826 | 54742.75 | 37916.75 | 3.2535 | 73312 | 61296 | 134608 | 900000 | 0 | 1034608 | 108992.6667 | 79865.25 | [8 empty] | 92166.6667
44788.4583 | 2209 | 417 | 4348 | 1085 | 4704 | 9470 | 8304 | 17774 | 58680.05 | 40906.05 | 3.3015 | 75760 | 66432 | 142192 | 900000 | 0 | 1042192 | 109940.6667 | 83511.95 | [8 empty] | 92166.6667
44788.5 | 2827 | 420 | 4969 | 998 | 4512 | 9901 | 8549 | 18450 | 62669.35 | 44219.35 | 3.3967 | 79208 | 68392 | 147600 | 900000 | 0 | 1047600 | 110616.6667 | 84930.65 | [8 empty] | 92166.6667
44788.5417 | 3008 | 465 | 5127 | 842 | 4744 | 10337 | 8340 | 18677 | 66312.93 | 47635.93 | 3.5505 | 82696 | 66720 | 149416 | 900000 | 0 | 1049416 | 110843.6667 | 83103.07 | [8 empty] | 92166.6667
44788.5833 | 3166 | 500 | 5420 | 698 | 5102 | 11022 | 8220 | 19242 | 69574.77 | 50332.77 | 3.6158 | 88176 | 65760 | 153936 | 900000 | 0 | 1053936 | 111408.6667 | 84361.23 | [8 empty] | 92166.6667
44788.625 | 3346 | 577 | 5567 | 521 | 5646 | 11791 | 8228 | 20019 | 72188.4 | 52169.4 | 3.606 | 94328 | 65824 | 160152 | 900000 | 0 | 1060152 | 112185.6667 | 87963.6 | [8 empty] | 92166.6667
44788.6667 | 3317 | 518 | 5621 | 520 | 6251 | 12389 | 7864 | 20253 | 73697.91 | 53444.91 | 3.6389 | 99112 | 62912 | 162024 | 900000 | 0 | 1062024 | 112419.6667 | 88326.09 | [8 empty] | 92166.6667
44788.7083 | 3276 | 519 | 5742 | 644 | 6647 | 12908 | 7054 | 19962 | 74324.59 | 54362.59 | 3.7233 | 103264 | 56432 | 159696 | 900000 | 0 | 1059696 | 112128.6667 | 85371.41 | [8 empty] | 92166.6667
44788.75 | 3279 | 544 | 5856 | 759 | 7081 | 13480 | 6620 | 20100 | 73807.62 | 53707.62 | 3.672 | 107840 | 52960 | 160800 | 900000 | 0 | 1060800 | 112266.6667 | 86992.38 | [8 empty] | 92166.6667
44788.7917 | 3177 | 493 | 5745 | 910 | 7526 | 13764 | 5134 | 18898 | 72128.64 | 53230.64 | 3.8167 | 110112 | 41072 | 151184 | 900000 | 0 | 1051184 | 111064.6667 | 79055.36 | [8 empty] | 92166.6667
44788.8333 | 2794 | 353 | 5288 | 1311 | 7686 | 13327 | 2010 | 15337 | 69319.28 | 53982.28 | 4.5197 | 106616 | 16080 | 122696 | 900000 | 0 | 1022696 | 107503.6667 | 53376.72 | [8 empty] | 92166.6667
44788.875 | 1939 | 342 | 4356 | 1843 | 7485 | 12183 | 110 | 12293 | 67110.31 | 54817.31 | 5.4592 | 97464 | 880 | 98344 | 900000 | 0 | 998344 | 104459.6667 | 31233.69 | [8 empty] | 92166.6667
44788.9167 | 1470 | 479 | 3648 | 2379 | 8434 | 12561 | 0 | 12561 | 64360.05 | 51799.05 | 5.1238 | 100488 | 0 | 100488 | 900000 | 0 | 1000488 | 104727.6667 | 36127.95 | [8 empty] | 92166.6667
44788.9583 | 1469 | 691 | 3252 | 2531 | 9028 | 12971 | 0 | 12971 | 60192.31 | 47221.31 | 4.6405 | 103768 | 0 | 103768 | 900000 | 0 | 1003768 | 105137.6667 | 43575.69 | [8 empty] | 92166.6667
44789 | 1472 | 1039 | 3429 | 2561 | 8896 | 13364 | 0 | 13364 | 56012.7 | 42648.7 | 4.1913 | 106912 | 0 | 106912 | 900000 | 0 | 1006912 | 105530.6667 | 50899.3 | [8 empty] | 92166.6667
44789.0417 | 1258 | 1157 | 3387 | 2575 | 8408 | 12952 | 0 | 12952 | 52532.43 | 39580.43 | 4.0559 | 103616 | 0 | 103616 | 900000 | 0 | 1003616 | 105118.6667 | 51083.57 | [8 empty] | 92166.6667
44789.0833 | 1519 | 1256 | 3467 | 2814 | 7834 | 12557 | 0 | 12557 | 50035.59 | 37478.59 | 3.9847 | 100456 | 0 | 100456 | 900000 | 0 | 1000456 | 104723.6667 | 50420.41 | [8 empty] | 92166.6667
44789.125 | 1377 | 950 | 3145 | 2670 | 7297 | 11392 | 0 | 11392 | 48237.78 | 36845.78 | 4.2344 | 91136 | 0 | 91136 | 900000 | 0 | 991136 | 103558.6667 | 42898.22 | [8 empty] | 92166.6667
44789.1667 | 1017 | 944 | 2802 | 2332 | 6536 | 10283 | 0 | 10283 | 47361.16 | 37078.16 | 4.6058 | 82264 | 0 | 82264 | 900000 | 0 | 982264 | 102449.6667 | 34902.84 | [8 empty] | 92166.6667
44789.2083 | 855 | 928 | 2446 | 2379 | 6034 | 9409 | 0 | 9409 | 46876.19 | 37467.19 | 4.9821 | 75272 | 0 | 75272 | 900000 | 0 | 975272 | 101575.6667 | 28395.81 | [8 empty] | 92166.6667
44789.25 | 787 | 752 | 2172 | 1974 | 5237 | 8162 | 0 | 8162 | 47652.79 | 39490.79 | 5.8384 | 65296 | 0 | 65296 | 900000 | 0 | 965296 | 100328.6667 | 17643.21 | [8 empty] | 92166.6667
44789.2917 | 868 | 670 | 2207 | 1382 | 4202 | 7079 | 1 | 7080 | 49171.11 | 42091.11 | 6.9451 | 56632 | 8 | 56640 | 900000 | 0 | 956640 | 99246.6667 | 7468.89 | [8 empty] | 92166.6667
44789.3333 | 949 | 581 | 2221 | 1107 | 3670 | 6472 | 639 | 7111 | 49856.67 | 42745.67 | 7.0112 | 51776 | 5112 | 56888 | 900000 | 0 | 956888 | 99277.6667 | 7031.33 | [8 empty] | 92166.6667
44789.375 | 723 | 351 | 1948 | 626 | 2526 | 4825 | 3097 | 7922 | 52057.66 | 44135.66 | 6.5713 | 38600 | 24776 | 63376 | 900000 | 0 | 963376 | 100088.6667 | 11318.34 | [8 empty] | 92166.6667
44789.4167 | 1077 | 175 | 2455 | 355 | 2155 | 4784 | 4899 | 9683 | 55574.56 | 45891.56 | 5.7394 | 38272 | 39192 | 77464 | 900000 | 0 | 977464 | 101849.6667 | 21889.44 | [8 empty] | 92166.6667
44789.4583 | 1404 | 101 | 2954 | 103 | 1929 | 4984 | 5692 | 10676 | 59273.68 | 48597.68 | 5.552 | 39872 | 45536 | 85408 | 900000 | 0 | 985408 | 102842.6667 | 26134.32 | [8 empty] | 92166.6667
44789.5 | 1582 | 73 | 3142 | 42 | 1677 | 4892 | 6528 | 11420 | 63574.95 | 52154.95 | 5.567 | 39136 | 52224 | 91360 | 900000 | 0 | 991360 | 103586.6667 | 27785.05 | [8 empty] | 92166.6667
44789.5417 | 1636 | 71 | 3171 | 22 | 1745 | 4987 | 6823 | 11810 | 67533.38 | 55723.38 | 5.7183 | 39896 | 54584 | 94480 | 900000 | 0 | 994480 | 103976.6667 | 26946.62 | [8 empty] | 92166.6667
44789.5833 | 2054 | 106 | 3578 | 37 | 2038 | 5722 | 7239 | 12961 | 71066.77 | 58105.77 | 5.4831 | 45776 | 57912 | 103688 | 900000 | 0 | 1003688 | 105127.6667 | 32621.23 | [8 empty] | 92166.6667
44789.625 | 2312 | 114 | 3868 | 50 | 2524 | 6506 | 6709 | 13215 | 73531.12 | 60316.12 | 5.5642 | 52048 | 53672 | 105720 | 900000 | 0 | 1005720 | 105381.6667 | 32188.88 | [8 empty] | 92166.6667
44789.6667 | 2373 | 120 | 4162 | 96 | 2874 | 7156 | 5952 | 13108 | 74988.3 | 61880.3 | 5.7208 | 57248 | 47616 | 104864 | 900000 | 0 | 1004864 | 105274.6667 | 29875.7 | [8 empty] | 92166.6667
44789.7083 | 2593 | 102 | 4634 | 225 | 2935 | 7671 | 5141 | 12812 | 75465.82 | 62653.82 | 5.8902 | 61368 | 41128 | 102496 | 900000 | 0 | 1002496 | 104978.6667 | 27030.18 | [8 empty] | 92166.6667
44789.75 | 2628 | 124 | 4770 | 403 | 3034 | 7929 | 5047 | 12976 | 75575.24 | 62599.24 | 5.8242 | 63432 | 40376 | 103808 | 900000 | 0 | 1003808 | 105142.6667 | 28232.76 | [8 empty] | 92166.6667
44789.7917 | 2533 | 195 | 4749 | 492 | 3259 | 8203 | 3663 | 11866 | 74183.18 | 62317.18 | 6.2517 | 65624 | 29304 | 94928 | 900000 | 0 | 994928 | 104032.6667 | 20744.82 | [8 empty] | 92166.6667
44789.8333 | 2255 | 182 | 4441 | 764 | 3357 | 7980 | 963 | 8943 | 71478.75 | 62535.75 | 7.9927 | 63840 | 7704 | 71544 | 900000 | 0 | 971544 | 101109.6667 | 65.25 | [8 empty] | 92166.6667
44789.875 | 1539 | 196 | 3619 | 961 | 3485 | 7300 | 24 | 7324 | 68913.87 | 61589.87 | 9.4093 | 58400 | 192 | 58592 | 889678.13 | -10321.87 | 948270.13 | 99490.6667 | 0 | [8 empty] | 92166.6667
44789.9167 | 1227 | 310 | 3311 | 967 | 3995 | 7617 | 0 | 7617 | 65972.58 | 58355.58 | 8.6612 | 60936 | 0 | 60936 | 884641.55 | -5036.58 | 945577.55 | 99783.6667 | 0 | [8 empty] | 92166.6667
44789.9583 | 1204 | 409 | 3206 | 989 | 4459 | 8074 | 0 | 8074 | 61860.43 | 53786.43 | 7.6617 | 64592 | 0 | 64592 | 887373.12 | 2731.57 | 951965.12 | 100240.6667 | 0 | [8 empty] | 92166.6667
44790 | 1202 | 483 | 3098 | 846 | 4518 | 8099 | 0 | 8099 | 57770.25 | 49671.25 | 7.133 | 64792 | 0 | 64792 | 894394.87 | 7021.75 | 959186.87 | 100265.6667 | 0 | [8 empty] | 92166.6667
44790.0417 | 1137 | 799 | 2900 | 874 | 4630 | 8329 | 0 | 8329 | 53873.14 | 45544.14 | 6.4681 | 66632 | 0 | 66632 | 900000 | 5605.13 | 966632 | 100495.6667 | 7153.73 | [8 empty] | 92166.6667
44790.0833 | 918 | 1137 | 2556 | 1162 | 5057 | 8750 | 0 | 8750 | 51166.32 | 42416.32 | 5.8476 | 70000 | 0 | 70000 | 900000 | 0 | 970000 | 100916.6667 | 18833.68 | [8 empty] | 92166.6667
44790.125 | 782 | 1339 | 2238 | 1705 | 6219 | 9796 | 0 | 9796 | 49314.52 | 39518.52 | 5.0341 | 78368 | 0 | 78368 | 900000 | 0 | 978368 | 101962.6667 | 29053.48 | [8 empty] | 92166.6667
44790.1667 | 744 | 1350 | 1980 | 1988 | 6292 | 9622 | 0 | 9622 | 48229.43 | 38607.43 | 5.0124 | 76976 | 0 | 76976 | 900000 | 0 | 976976 | 101788.6667 | 28746.57 | [8 empty] | 92166.6667
44790.2083 | 619 | 1113 | 1798 | 2008 | 6179 | 9089 | 0 | 9089 | 47811.32 | 38722.32 | 5.2603 | 72712 | 0 | 72712 | 900000 | 0 | 972712 | 101255.6667 | 24900.68 | [8 empty] | 92166.6667
44790.25 | 488 | 851 | 1656 | 1624 | 6475 | 8982 | 0 | 8982 | 48489.8 | 39507.8 | 5.3986 | 71856 | 0 | 71856 | 900000 | 0 | 971856 | 101148.6667 | 23366.2 | [8 empty] | 92166.6667
44790.2917 | 469 | 818 | 1498 | 1427 | 6060 | 8376 | 0 | 8376 | 50213.06 | 41837.06 | 5.9949 | 67008 | 0 | 67008 | 900000 | 0 | 967008 | 100542.6667 | 16794.94 | [8 empty] | 92166.6667
44790.3333 | 346 | 684 | 1190 | 1464 | 5588 | 7463 | 660 | 8123 | 50670.32 | 42547.32 | 6.2379 | 59704 | 5280 | 64984 | 900000 | 0 | 964984 | 100289.6667 | 14313.68 | [8 empty] | 92166.6667
44790.375 | 175 | 611 | 643 | 978 | 3485 | 4739 | 4226 | 8965 | 52663.36 | 43698.36 | 5.8743 | 37912 | 33808 | 71720 | 900000 | 0 | 971720 | 101131.6667 | 19056.64 | [8 empty] | 92166.6667
44790.4167 | 285 | 487 | 710 | 910 | 2287 | 3484 | 6753 | 10237 | 56274.45 | 46037.45 | 5.4972 | 27872 | 54024 | 81896 | 900000 | 0 | 981896 | 102403.6667 | 25621.55 | [8 empty] | 92166.6667
44790.4583 | 329 | 247 | 816 | 779 | 1960 | 3023 | 8356 | 11379 | 60753.73 | 49374.73 | 5.3391 | 24184 | 66848 | 91032 | 900000 | 0 | 991032 | 103545.6667 | 30278.27 | [8 empty] | 92166.6667
44790.5 | 313 | 144 | 762 | 658 | 1629 | 2535 | 8637 | 11172 | 65198.05 | 54026.05 | 5.8358 | 20280 | 69096 | 89376 | 900000 | 0 | 989376 | 103338.6667 | 24177.95 | [8 empty] | 92166.6667
44790.5417 | 468 | 74 | 794 | 499 | 1434 | 2302 | 8521 | 10823 | 69285.3 | 58462.3 | 6.4017 | 18416 | 68168 | 86584 | 900000 | 0 | 986584 | 102989.6667 | 17298.7 | [8 empty] | 92166.6667
44790.5833 | 840 | 129 | 1236 | 421 | 1478 | 2843 | 8372 | 11215 | 72846.94 | 61631.94 | 6.4955 | 22744 | 66976 | 89720 | 900000 | 0 | 989720 | 103381.6667 | 16873.06 | [8 empty] | 92166.6667
44790.625 | 1450 | 124 | 1951 | 384 | 1710 | 3785 | 7873 | 11658 | 75620.38 | 63962.38 | 6.4866 | 30280 | 62984 | 93264 | 900000 | 0 | 993264 | 103824.6667 | 17643.62 | [8 empty] | 92166.6667
44790.6667 | 1820 | 73 | 2455 | 439 | 1866 | 4393 | 7315 | 11708 | 76705.51 | 64997.51 | 6.5515 | 35144 | 58520 | 93664 | 900000 | 0 | 993664 | 103874.6667 | 16958.49 | [8 empty] | 92166.6667
44790.7083 | 2416 | 124 | 3269 | 474 | 2158 | 5551 | 7095 | 12646 | 77598.25 | 64952.25 | 6.1362 | 44408 | 56760 | 101168 | 900000 | 0 | 1001168 | 104812.6667 | 23569.75 | [8 empty] | 92166.6667
44790.75 | 2841 | 141 | 4115 | 615 | 2807 | 7064 | 6840 | 13904 | 77582.29 | 63678.29 | 5.5799 | 56512 | 54720 | 111232 | 900000 | 0 | 1011232 | 106070.6667 | 33649.71 | [8 empty] | 92166.6667
44790.7917 | 2837 | 218 | 4716 | 1012 | 4133 | 9067 | 4601 | 13668 | 75995.93 | 62327.93 | 5.5601 | 72536 | 36808 | 109344 | 900000 | 0 | 1009344 | 105834.6667 | 33348.07 | [8 empty] | 92166.6667
44790.8333 | 2329 | 615 | 4372 | 1145 | 5949 | 10936 | 1404 | 12340 | 73223.59 | 60883.59 | 5.9338 | 87488 | 11232 | 98720 | 900000 | 0 | 998720 | 104506.6667 | 25496.41 | [8 empty] | 92166.6667
44790.875 | 1645 | 731 | 3688 | 1519 | 7437 | 11856 | 26 | 11882 | 70735.69 | 58853.69 | 5.9532 | 94848 | 208 | 95056 | 900000 | 0 | 995056 | 104048.6667 | 24320.31 | [8 empty] | 92166.6667
44790.9167 | 1323 | 874 | 3212 | 1819 | 8133 | 12218 | 0 | 12218 | 67192.4 | 54974.4 | 5.4995 | 97744 | 0 | 97744 | 900000 | 0 | 997744 | 104384.6667 | 30551.6 | [8 empty] | 92166.6667
44790.9583 | 1184 | 858 | 2815 | 1722 | 7977 | 11650 | 0 | 11650 | 61917.95 | 50267.95 | 5.3148 | 93200 | 0 | 93200 | 900000 | 0 | 993200 | 103816.6667 | 31282.05 | [8 empty] | 92166.6667
44791 | 1111 | 785 | 2672 | 1392 | 7846 | 11303 | 0 | 11303 | 57128.98 | 45825.98 | 5.0543 | 90424 | 0 | 90424 | 900000 | 0 | 990424 | 103469.6667 | 33295.02 | [8 empty] | 92166.6667
44791.0417 | 1067 | 855 | 2556 | 986 | 6857 | 10268 | 0 | 10268 | 53296.25 | 43028.25 | 5.1905 | 82144 | 0 | 82144 | 900000 | 0 | 982144 | 102434.6667 | 28847.75 | [8 empty] | 92166.6667
44791.0833 | 984 | 699 | 2163 | 759 | 5269 | 8132 | 0 | 8132 | 50494.19 | 42362.19 | 6.2093 | 65056 | 0 | 65056 | 900000 | 0 | 965056 | 100298.6667 | 14561.81 | [8 empty] | 92166.6667
44791.125 | 860 | 458 | 1979 | 383 | 3320 | 5756 | 0 | 5756 | 48463.38 | 42707.38 | 8.4196 | 46048 | 0 | 46048 | 897584.62 | -2415.38 | 943632.62 | 97922.6667 | 0 | [8 empty] | 92166.6667
44791.1667 | 780 | 556 | 1675 | 279 | 2018 | 4249 | 0 | 4249 | 47030.21 | 42781.21 | 11.0685 | 33992 | 0 | 33992 | 884546.41 | -13038.21 | 918538.41 | 96415.6667 | 0 | [8 empty] | 92166.6667
44791.2083 | 608 | 380 | 1502 | 236 | 1659 | 3541 | 0 | 3541 | 46629.68 | 43088.68 | 13.1685 | 28328 | 0 | 28328 | 866244.73 | -18301.68 | 894572.73 | 95707.6667 | 0 | [8 empty] | 92166.6667
44791.25 | 302 | 249 | 1161 | 385 | 2186 | 3596 | 0 | 3596 | 47393.92 | 43797.92 | 13.1796 | 28768 | 0 | 28768 | 847618.81 | -18625.92 | 876386.81 | 95762.6667 | 0 | [8 empty] | 92166.6667
44791.2917 | 108 | 223 | 844 | 290 | 2474 | 3541 | 0 | 3541 | 49392.98 | 45851.98 | 13.9489 | 28328 | 0 | 28328 | 826553.83 | -21064.98 | 854881.83 | 95707.6667 | 0 | [8 empty] | 92166.6667
44791.3333 | 78 | 172 | 749 | 144 | 3667 | 4587 | 342 | 4929 | 49687.28 | 44758.28 | 10.0806 | 36696 | 2736 | 39432 | 816298.55 | -10255.28 | 855730.55 | 97095.6667 | 0 | [8 empty] | 92166.6667
44791.375 | 48 | 271 | 703 | 89 | 4653 | 5627 | 2583 | 8210 | 51204.11 | 42994.11 | 6.2368 | 45016 | 20664 | 65680 | 830774.44 | 14475.89 | 896454.44 | 100376.6667 | 0 | [8 empty] | 92166.6667
44791.4167 | 113 | 295 | 1000 | 77 | 4571 | 5866 | 4790 | 10656 | 54090.03 | 43434.03 | 5.076 | 46928 | 38320 | 85248 | 861932.41 | 31157.97 | 947180.41 | 102822.6667 | 0 | [8 empty] | 92166.6667
44791.4583 | 348 | 380 | 1039 | 64 | 3540 | 4960 | 6286 | 11246 | 57323.2 | 46077.2 | 5.0972 | 39680 | 50288 | 89968 | 894577.21 | 32644.8 | 984545.21 | 103412.6667 | 0 | [8 empty] | 92166.6667
44791.5 | 347 | 454 | 880 | 38 | 2473 | 3807 | 7247 | 11054 | 60554.43 | 49500.43 | 5.4781 | 30456 | 57976 | 88432 | 900000 | 5422.79 | 988432 | 103220.6667 | 22454.78 | [8 empty] | 92166.6667
44791.5417 | 239 | 467 | 588 | 21 | 1638 | 2693 | 7903 | 10596 | 63391.6 | 52795.6 | 5.9826 | 21544 | 63224 | 84768 | 900000 | 0 | 984768 | 102762.6667 | 21376.4 | [8 empty] | 92166.6667
44791.5833 | 762 | 326 | 1105 | 57 | 1142 | 2572 | 7220 | 9792 | 65405.97 | 55613.97 | 6.6795 | 20576 | 57760 | 78336 | 900000 | 0 | 978336 | 101958.6667 | 12930.03 | [8 empty] | 92166.6667
44791.625 | 1679 | 200 | 2190 | 71 | 1003 | 3392 | 6840 | 10232 | 66535.68 | 56303.68 | 6.5027 | 27136 | 54720 | 81856 | 900000 | 0 | 981856 | 102398.6667 | 15320.32 | [8 empty] | 92166.6667
44791.6667 | 1807 | 164 | 2561 | 83 | 1309 | 4034 | 7010 | 11044 | 67069.5 | 56025.5 | 6.0729 | 32272 | 56080 | 88352 | 900000 | 0 | 988352 | 103210.6667 | 21282.5 | [8 empty] | 92166.6667
44791.7083 | 2018 | 235 | 2946 | 54 | 1800 | 4982 | 6857 | 11839 | 66582.61 | 54743.61 | 5.624 | 39856 | 54856 | 94712 | 900000 | 0 | 994712 | 104005.6667 | 28129.39 | [8 empty] | 92166.6667
44791.75 | 2241 | 349 | 3504 | 38 | 2807 | 6661 | 6176 | 12837 | 64128.92 | 51291.92 | 4.9956 | 53288 | 49408 | 102696 | 900000 | 0 | 1002696 | 105003.6667 | 38567.08 | [8 empty] | 92166.6667
44791.7917 | 2407 | 414 | 4089 | 25 | 3668 | 8171 | 4517 | 12688 | 61797.01 | 49109.01 | 4.8705 | 65368 | 36136 | 101504 | 900000 | 0 | 1001504 | 104854.6667 | 39706.99 | [8 empty] | 92166.6667
44791.8333 | 2609 | 346 | 4801 | 32 | 3562 | 8710 | 1726 | 10436 | 59981.2 | 49545.2 | 5.7475 | 69680 | 13808 | 83488 | 900000 | 0 | 983488 | 102602.6667 | 23506.8 | [8 empty] | 92166.6667
44791.875 | 2133 | 227 | 4182 | 62 | 3254 | 7663 | 55 | 7718 | 58624.37 | 50906.37 | 7.5958 | 61304 | 440 | 61744 | 900000 | 0 | 961744 | 99884.6667 | 3119.63 | [8 empty] | 92166.6667
44791.9167 | 1667 | 100 | 3769 | 109 | 2301 | 6169 | 0 | 6169 | 56672.04 | 50503.04 | 9.1866 | 49352 | 0 | 49352 | 892679.96 | -7320.04 | 942031.96 | 98335.6667 | 0 | [8 empty] | 92166.6667
44791.9583 | 1420 | 83 | 3431 | 299 | 2213 | 5727 | 0 | 5727 | 53588.88 | 47861.88 | 9.3572 | 45816 | 0 | 45816 | 884907.08 | -7772.88 | 930723.08 | 97893.6667 | 0 | [8 empty] | 92166.6667
44792 | 1257 | 87 | 3137 | 568 | 2666 | 5890 | 0 | 5890 | 49930.7 | 44040.7 | 8.4772 | 47120 | 0 | 47120 | 882096.38 | -2810.7 | 929216.38 | 98056.6667 | 0 | [8 empty] | 92166.6667
44792.0417 | 1338 | 102 | 3114 | 898 | 2886 | 6103 | 0 | 6103 | 46984.06 | 40881.06 | 7.6985 | 48824 | 0 | 48824 | 883936.32 | 1839.94 | 932760.32 | 98269.6667 | 0 | [8 empty] | 92166.6667
44792.0833 | 1366 | 138 | 2904 | 1101 | 2811 | 5853 | 0 | 5853 | 44975.79 | 39122.79 | 7.6842 | 46824 | 0 | 46824 | 885784.53 | 1848.21 | 932608.53 | 98019.6667 | 0 | [8 empty] | 92166.6667
44792.125 | 1392 | 186 | 2785 | 1062 | 2535 | 5506 | 0 | 5506 | 43670.54 | 38164.54 | 7.9314 | 44048 | 0 | 44048 | 886161.99 | 377.46 | 930209.99 | 97672.6667 | 0 | [8 empty] | 92166.6667
44792.1667 | 1179 | 162 | 2494 | 875 | 2072 | 4728 | 0 | 4728 | 43098.61 | 38370.61 | 9.1156 | 37824 | 0 | 37824 | 880887.38 | -5274.61 | 918711.38 | 96894.6667 | 0 | [8 empty] | 92166.6667
44792.2083 | 938 | 137 | 1992 | 662 | 1476 | 3605 | 0 | 3605 | 42994.94 | 39389.94 | 11.9265 | 28840 | 0 | 28840 | 866732.44 | -14154.94 | 895572.44 | 95771.6667 | 0 | [8 empty] | 92166.6667
44792.25 | 786 | 111 | 1749 | 523 | 1082 | 2942 | 0 | 2942 | 44043.85 | 41101.85 | 14.9707 | 23536 | 0 | 23536 | 846224.59 | -20507.85 | 869760.59 | 95108.6667 | 0 | [8 empty] | 92166.6667
44792.2917 | 742 | 101 | 1888 | 379 | 961 | 2949 | 0 | 2949 | 46320.51 | 43371.51 | 15.7072 | 23592 | 0 | 23592 | 823496.08 | -22728.51 | 847088.08 | 95115.6667 | 0 | [8 empty] | 92166.6667
44792.3333 | 816 | 27 | 2057 | 327 | 799 | 2884 | 318 | 3202 | 47088.46 | 43886.46 | 14.706 | 23072 | 2544 | 25616 | 802023.62 | -21472.46 | 827639.62 | 95368.6667 | 0 | [8 empty] | 92166.6667
44792.375 | 683 | 13 | 1781 | 195 | 406 | 2201 | 3245 | 5446 | 48312.63 | 42866.63 | 8.8712 | 17608 | 25960 | 43568 | 797278.99 | -4744.63 | 840846.99 | 97612.6667 | 0 | [8 empty] | 92166.6667
44792.4167 | 1035 | 2 | 2333 | 88 | 290 | 2625 | 5392 | 8017 | 50295.37 | 42278.37 | 6.2736 | 21000 | 43136 | 64136 | 811119.62 | 13840.63 | 875255.62 | 100183.6667 | 0 | [8 empty] | 92166.6667
44792.4583 | 1277 | 3 | 2127 | 140 | 417 | 2547 | 5950 | 8497 | 53017.98 | 44520.98 | 6.2396 | 20376 | 47600 | 67976 | 826077.64 | 14958.02 | 894053.64 | 100663.6667 | 0 | [8 empty] | 92166.6667
44792.5 | 986 | 8 | 1552 | 271 | 582 | 2141 | 7295 | 9436 | 55980.97 | 46544.97 | 5.9327 | 17128 | 58360 | 75488 | 845584.67 | 19507.03 | 921072.67 | 101602.6667 | 0 | [8 empty] | 92166.6667
44792.5417 | 782 | 17 | 1116 | 231 | 644 | 1777 | 7597 | 9374 | 58824.79 | 49450.79 | 6.2753 | 14216 | 60776 | 74992 | 861751.88 | 16167.21 | 936743.88 | 101540.6667 | 0 | [8 empty] | 92166.6667
44792.5833 | 1073 | 44 | 1452 | 176 | 824 | 2320 | 7262 | 9582 | 61293.23 | 51711.23 | 6.3967 | 18560 | 58096 | 76656 | 877114.65 | 15362.77 | 953770.65 | 101748.6667 | 0 | [8 empty] | 92166.6667
44792.625 | 1911 | 72 | 2475 | 156 | 1055 | 3602 | 6636 | 10238 | 62687.86 | 52449.86 | 6.1231 | 28816 | 53088 | 81904 | 896330.79 | 19216.14 | 978234.79 | 102404.6667 | 0 | [8 empty] | 92166.6667
44792.6667 | 2751 | 187 | 3735 | 76 | 1606 | 5528 | 5850 | 11378 | 63145.34 | 51767.34 | 5.5498 | 44224 | 46800 | 91024 | 900000 | 3669.21 | 991024 | 103544.6667 | 24209.45 | [8 empty] | 92166.6667
44792.7083 | 3035 | 263 | 4557 | 53 | 2574 | 7394 | 4982 | 12376 | 63376.16 | 51000.16 | 5.1209 | 59152 | 39856 | 99008 | 900000 | 0 | 999008 | 104542.6667 | 35631.84 | [8 empty] | 92166.6667
44792.75 | 3255 | 785 | 5200 | 70 | 2827 | 8812 | 4450 | 13262 | 62820.15 | 49558.15 | 4.7369 | 70496 | 35600 | 106096 | 900000 | 0 | 1006096 | 105428.6667 | 43275.85 | [8 empty] | 92166.6667
44792.7917 | 3361 | 1085 | 5707 | 139 | 2947 | 9739 | 3219 | 12958 | 61441.33 | 48483.33 | 4.7416 | 77912 | 25752 | 103664 | 900000 | 0 | 1003664 | 105124.6667 | 42222.67 | [8 empty] | 92166.6667
44792.8333 | 3225 | 1011 | 5513 | 260 | 3501 | 10025 | 873 | 10898 | 59595.94 | 48697.94 | 5.4685 | 80200 | 6984 | 87184 | 900000 | 0 | 987184 | 103064.6667 | 27588.06 | [8 empty] | 92166.6667
44792.875 | 2572 | 976 | 4971 | 564 | 5297 | 11243 | 5 | 11248 | 58168.25 | 46920.25 | 5.1714 | 89944 | 40 | 89984 | 900000 | 0 | 989984 | 103414.6667 | 31815.75 | [8 empty] | 92166.6667
44792.9167 | 2146 | 697 | 4514 | 989 | 6778 | 11989 | 0 | 11989 | 56336.42 | 44347.42 | 4.699 | 95912 | 0 | 95912 | 900000 | 0 | 995912 | 104155.6667 | 39575.58 | [8 empty] | 92166.6667
44792.9583 | 1738 | 716 | 4189 | 1610 | 7726 | 12631 | 0 | 12631 | 53837.03 | 41206.03 | 4.2623 | 101048 | 0 | 101048 | 900000 | 0 | 1001048 | 104797.6667 | 47210.97 | [8 empty] | 92166.6667
44793 | 1646 | 768 | 4066 | 1925 | 7970 | 12805 | 0 | 12805 | 50861.69 | 38056.69 | 3.972 | 102440 | 0 | 102440 | 900000 | 0 | 1002440 | 104971.6667 | 51578.31 | [8 empty] | 92166.6667
44793.0417 | 1560 | 733 | 3851 | 1940 | 7129 | 11713 | 0 | 11713 | 48075.59 | 36362.59 | 4.1045 | 93704 | 0 | 93704 | 900000 | 0 | 993704 | 103879.6667 | 45628.41 | [8 empty] | 92166.6667
44793.0833 | 1469 | 583 | 3478 | 1611 | 5980 | 10041 | 0 | 10041 | 46092.77 | 36051.77 | 4.5905 | 80328 | 0 | 80328 | 900000 | 0 | 980328 | 102207.6667 | 34235.23 | [8 empty] | 92166.6667
44793.125 | 1293 | 767 | 2962 | 1332 | 5921 | 9650 | 0 | 9650 | 44515.26 | 34865.26 | 4.613 | 77200 | 0 | 77200 | 900000 | 0 | 977200 | 101816.6667 | 32684.74 | [8 empty] | 92166.6667
44793.1667 | 909 | 956 | 2422 | 1287 | 6341 | 9719 | 0 | 9719 | 43563.72 | 33844.72 | 4.4823 | 77752 | 0 | 77752 | 900000 | 0 | 977752 | 101885.6667 | 34188.28 | [8 empty] | 92166.6667
44793.2083 | 788 | 882 | 1984 | 1023 | 6587 | 9453 | 0 | 9453 | 42897.31 | 33444.31 | 4.538 | 75624 | 0 | 75624 | 900000 | 0 | 975624 | 101619.6667 | 32726.69 | [8 empty] | 92166.6667
44793.25 | 646 | 897 | 1845 | 926 | 6731 | 9472 | 0 | 9472 | 42917.2 | 33445.2 | 4.531 | 75776 | 0 | 75776 | 900000 | 0 | 975776 | 101638.6667 | 32858.8 | [8 empty] | 92166.6667
44793.2917 | 564 | 984 | 1731 | 863 | 6640 | 9354 | 0 | 9354 | 43515.01 | 34161.01 | 4.652 | 74832 | 0 | 74832 | 900000 | 0 | 974832 | 101520.6667 | 31316.99 | [8 empty] | 92166.6667
44793.3333 | 529 | 886 | 1745 | 589 | 5915 | 8546 | 409 | 8955 | 44221.3 | 35266.3 | 4.9382 | 68368 | 3272 | 71640 | 900000 | 0 | 971640 | 101121.6667 | 27418.7 | [8 empty] | 92166.6667
44793.375 | 318 | 777 | 1359 | 288 | 5122 | 7258 | 2534 | 9792 | 46642.73 | 36850.73 | 4.7634 | 58064 | 20272 | 78336 | 900000 | 0 | 978336 | 101958.6667 | 31693.27 | [8 empty] | 92166.6667
44793.4167 | 718 | 747 | 2065 | 99 | 5316 | 8128 | 4649 | 12777 | 50214.77 | 37437.77 | 3.9301 | 65024 | 37192 | 102216 | 900000 | 0 | 1002216 | 104943.6667 | 52001.23 | [8 empty] | 92166.6667
44793.4583 | 1193 | 595 | 2506 | 57 | 5388 | 8489 | 5190 | 13679 | 54323.02 | 40644.02 | 3.9713 | 67912 | 41520 | 109432 | 900000 | 0 | 1009432 | 105845.6667 | 55108.98 | [8 empty] | 92166.6667
44793.5 | 1588 | 401 | 2737 | 90 | 4787 | 7925 | 5916 | 13841 | 58064.92 | 44223.92 | 4.1951 | 63400 | 47328 | 110728 | 900000 | 0 | 1010728 | 106007.6667 | 52663.08 | [8 empty] | 92166.6667
44793.5417 | 2500 | 259 | 3588 | 238 | 4178 | 8025 | 6137 | 14162 | 60854.67 | 46692.67 | 4.297 | 64200 | 49096 | 113296 | 900000 | 0 | 1013296 | 106328.6667 | 52441.33 | [8 empty] | 92166.6667
44793.5833 | 2671 | 288 | 3878 | 424 | 4208 | 8375 | 5836 | 14211 | 63068.95 | 48857.95 | 4.438 | 67000 | 46688 | 113688 | 900000 | 0 | 1013688 | 106377.6667 | 50619.05 | [8 empty] | 92166.6667
44793.625 | 2682 | 449 | 4193 | 555 | 5218 | 9859 | 6047 | 15906 | 64329.33 | 48423.33 | 4.0443 | 78872 | 48376 | 127248 | 900000 | 0 | 1027248 | 108072.6667 | 62918.67 | [8 empty] | 92166.6667
44793.6667 | 3108 | 525 | 5175 | 556 | 6993 | 12693 | 6304 | 18997 | 64831.64 | 45834.64 | 3.4127 | 101544 | 50432 | 151976 | 900000 | 0 | 1051976 | 111163.6667 | 87144.36 | [8 empty] | 92166.6667
44793.7083 | 3552 | 509 | 5788 | 854 | 7697 | 13994 | 5758 | 19752 | 65553.83 | 45801.83 | 3.3188 | 111952 | 46064 | 158016 | 900000 | 0 | 1058016 | 111918.6667 | 92462.17 | [8 empty] | 92166.6667
44793.75 | 3469 | 516 | 5762 | 665 | 7166 | 13445 | 4549 | 17994 | 65541.81 | 47547.81 | 3.6424 | 107560 | 36392 | 143952 | 900000 | 0 | 1043952 | 110160.6667 | 78410.19 | [8 empty] | 92166.6667
44793.7917 | 3408 | 821 | 5838 | 509 | 6780 | 13439 | 2619 | 16058 | 63797.15 | 47739.15 | 3.9729 | 107512 | 20952 | 128464 | 900000 | 0 | 1028464 | 108224.6667 | 64666.85 | [8 empty] | 92166.6667
44793.8333 | 3127 | 766 | 5470 | 582 | 6391 | 12627 | 464 | 13091 | 61636.84 | 48545.84 | 4.7083 | 101016 | 3712 | 104728 | 900000 | 0 | 1004728 | 105257.6667 | 43091.16 | [8 empty] | 92166.6667
44793.875 | 2660 | 643 | 5049 | 729 | 6279 | 11971 | 4 | 11975 | 60129.62 | 48154.62 | 5.0213 | 95768 | 32 | 95800 | 900000 | 0 | 995800 | 104141.6667 | 35670.38 | [8 empty] | 92166.6667
44793.9167 | 2392 | 987 | 4537 | 713 | 6471 | 11995 | 0 | 11995 | 58015.66 | 46020.66 | 4.8367 | 95960 | 0 | 95960 | 900000 | 0 | 995960 | 104161.6667 | 37944.34 | [8 empty] | 92166.6667
44793.9583 | 2584 | 1192 | 4668 | 1055 | 6704 | 12563 | 0 | 12563 | 55069.03 | 42506.03 | 4.3834 | 100504 | 0 | 100504 | 900000 | 0 | 1000504 | 104729.6667 | 45434.97 | [8 empty] | 92166.6667
44794 | 2406 | 1278 | 4228 | 1159 | 5476 | 10982 | 0 | 10982 | 52202.73 | 41220.73 | 4.7535 | 87856 | 0 | 87856 | 900000 | 0 | 987856 | 103148.6667 | 35653.27 | [8 empty] | 92166.6667
44794.0417 | 1774 | 1279 | 3360 | 1109 | 4474 | 9113 | 0 | 9113 | 49477.63 | 40364.63 | 5.4293 | 72904 | 0 | 72904 | 900000 | 0 | 972904 | 101279.6667 | 23426.37 | [8 empty] | 92166.6667
44794.0833 | 1439 | 1242 | 2594 | 985 | 4405 | 8241 | 0 | 8241 | 47260.28 | 39019.28 | 5.7348 | 65928 | 0 | 65928 | 900000 | 0 | 965928 | 100407.6667 | 18667.72 | [8 empty] | 92166.6667
44794.125 | 1934 | 1107 | 2926 | 955 | 4544 | 8576 | 0 | 8576 | 45728.26 | 37152.26 | 5.3321 | 68608 | 0 | 68608 | 900000 | 0 | 968608 | 100742.6667 | 22879.74 | [8 empty] | 92166.6667
44794.1667 | 2222 | 1030 | 3307 | 936 | 4609 | 8946 | 0 | 8946 | 44666.45 | 35720.45 | 4.9929 | 71568 | 0 | 71568 | 900000 | 0 | 971568 | 101112.6667 | 26901.55 | [8 empty] | 92166.6667
44794.2083 | 2511 | 910 | 3535 | 864 | 4458 | 8902 | 0 | 8902 | 44049.66 | 35147.66 | 4.9483 | 71216 | 0 | 71216 | 900000 | 0 | 971216 | 101068.6667 | 27166.34 | [8 empty] | 92166.6667
44794.25 | 2459 | 782 | 3482 | 844 | 4312 | 8577 | 0 | 8577 | 43835.81 | 35258.81 | 5.1109 | 68616 | 0 | 68616 | 900000 | 0 | 968616 | 100743.6667 | 24780.19 | [8 empty] | 92166.6667
44794.2917 | 2174 | 748 | 3289 | 774 | 3987 | 8024 | 0 | 8024 | 43616.84 | 35592.84 | 5.4358 | 64192 | 0 | 64192 | 900000 | 0 | 964192 | 100190.6667 | 20575.16 | [8 empty] | 92166.6667
44794.3333 | 2021 | 786 | 3014 | 740 | 3680 | 7480 | 201 | 7681 | 43835.46 | 36154.46 | 5.707 | 59840 | 1608 | 61448 | 900000 | 0 | 961448 | 99847.6667 | 17612.54 | [8 empty] | 92166.6667
44794.375 | 1577 | 869 | 2354 | 699 | 3811 | 7033 | 1616 | 8649 | 45891.68 | 37242.68 | 5.306 | 56264 | 12928 | 69192 | 900000 | 0 | 969192 | 100815.6667 | 23300.32 | [8 empty] | 92166.6667
44794.4167 | 1488 | 940 | 2215 | 785 | 3766 | 6921 | 3467 | 10388 | 49228.21 | 38840.21 | 4.7389 | 55368 | 27736 | 83104 | 900000 | 0 | 983104 | 102554.6667 | 33875.79 | [8 empty] | 92166.6667
44794.4583 | 1385 | 843 | 2281 | 902 | 3492 | 6616 | 4323 | 10939 | 52299.98 | 41360.98 | 4.7811 | 52928 | 34584 | 87512 | 900000 | 0 | 987512 | 103105.6667 | 35212.02 | [8 empty] | 92166.6667
44794.5 | 2116 | 718 | 2931 | 1067 | 3056 | 6705 | 5211 | 11916 | 54690.58 | 42774.58 | 4.5897 | 53640 | 41688 | 95328 | 900000 | 0 | 995328 | 104082.6667 | 40637.42 | [8 empty] | 92166.6667
44794.5417 | 2685 | 605 | 3435 | 1243 | 2749 | 6789 | 6091 | 12880 | 56799.57 | 43919.57 | 4.4099 | 54312 | 48728 | 103040 | 900000 | 0 | 1003040 | 105046.6667 | 46240.43 | [8 empty] | 92166.6667
44794.5833 | 3120 | 371 | 3789 | 1367 | 2464 | 6624 | 6499 | 13123 | 59089.4 | 45966.4 | 4.5027 | 52992 | 51992 | 104984 | 900000 | 0 | 1004984 | 105289.6667 | 45894.6 | [8 empty] | 92166.6667
44794.625 | 3102 | 290 | 3751 | 1363 | 2357 | 6398 | 6908 | 13306 | 61182.76 | 47876.76 | 4.5981 | 51184 | 55264 | 106448 | 900000 | 0 | 1006448 | 105472.6667 | 45265.24 | [8 empty] | 92166.6667
44794.6667 | 3163 | 345 | 3969 | 1265 | 2552 | 6866 | 6339 | 13205 | 62172.22 | 48967.22 | 4.7082 | 54928 | 50712 | 105640 | 900000 | 0 | 1005640 | 105371.6667 | 43467.78 | [8 empty] | 92166.6667
44794.7083 | 3174 | 388 | 4368 | 1197 | 2464 | 7219 | 5496 | 12715 | 62474.29 | 49759.29 | 4.9134 | 57752 | 43968 | 101720 | 900000 | 0 | 1001720 | 104881.6667 | 39245.71 | [8 empty] | 92166.6667
44794.75 | 3085 | 449 | 4636 | 1128 | 2703 | 7788 | 4788 | 12576 | 62608.57 | 50032.57 | 4.9784 | 62304 | 38304 | 100608 | 900000 | 0 | 1000608 | 104742.6667 | 37999.43 | [8 empty] | 92166.6667
44794.7917 | 3269 | 431 | 5203 | 1096 | 2968 | 8602 | 3764 | 12366 | 61857.46 | 49491.46 | 5.0022 | 68816 | 30112 | 98928 | 900000 | 0 | 998928 | 104532.6667 | 37070.54 | [8 empty] | 92166.6667
44794.8333 | 2941 | 488 | 4974 | 952 | 3514 | 8976 | 1293 | 10269 | 60537.62 | 50268.62 | 5.8952 | 71808 | 10344 | 82152 | 900000 | 0 | 982152 | 102435.6667 | 21614.38 | [8 empty] | 92166.6667
44794.875 | 2557 | 725 | 4518 | 845 | 3676 | 8918 | 22 | 8940 | 59747.11 | 50807.11 | 6.6831 | 71344 | 176 | 71520 | 900000 | 0 | 971520 | 101106.6667 | 11772.89 | [8 empty] | 92166.6667
44794.9167 | 1895 | 870 | 3899 | 741 | 3464 | 8233 | 0 | 8233 | 57849.41 | 49616.41 | 7.0265 | 65864 | 0 | 65864 | 900000 | 0 | 965864 | 100399.6667 | 8014.59 | [8 empty] | 92166.6667
44794.9583 | 1557 | 873 | 3548 | 485 | 3073 | 7494 | 0 | 7494 | 54645.09 | 47151.09 | 7.2918 | 59952 | 0 | 59952 | 900000 | 0 | 959952 | 99660.6667 | 5306.91 | [8 empty] | 92166.6667
44795 | 1623 | 911 | 3491 | 365 | 2883 | 7285 | 0 | 7285 | 51110.86 | 43825.86 | 7.0159 | 58280 | 0 | 58280 | 900000 | 0 | 958280 | 99451.6667 | 7169.14 | [8 empty] | 92166.6667
44795.0417 | 1911 | 840 | 3753 | 379 | 2927 | 7520 | 0 | 7520 | 48421.26 | 40901.26 | 6.439 | 60160 | 0 | 60160 | 900000 | 0 | 960160 | 99686.6667 | 11738.74 | [8 empty] | 92166.6667
44795.0833 | 2153 | 796 | 3857 | 382 | 2906 | 7559 | 0 | 7559 | 46457.09 | 38898.09 | 6.1459 | 60472 | 0 | 60472 | 900000 | 0 | 960472 | 99725.6667 | 14014.91 | [8 empty] | 92166.6667
44795.125 | 2223 | 753 | 3937 | 379 | 3336 | 8027 | 0 | 8027 | 45324.89 | 37297.89 | 5.6466 | 64216 | 0 | 64216 | 900000 | 0 | 964216 | 100193.6667 | 18891.11 | [8 empty] | 92166.6667
44795.1667 | 2096 | 804 | 3848 | 400 | 3500 | 8152 | 0 | 8152 | 44986.35 | 36834.35 | 5.5184 | 65216 | 0 | 65216 | 900000 | 0 | 965216 | 100318.6667 | 20229.65 | [8 empty] | 92166.6667
44795.2083 | 1805 | 843 | 3575 | 488 | 3325 | 7743 | 0 | 7743 | 44979.65 | 37236.65 | 5.8091 | 61944 | 0 | 61944 | 900000 | 0 | 961944 | 99909.6667 | 16964.35 | [8 empty] | 92166.6667
44795.25 | 1359 | 814 | 2891 | 649 | 3958 | 7663 | 0 | 7663 | 46250.5 | 38587.5 | 6.0356 | 61304 | 0 | 61304 | 900000 | 0 | 961304 | 99829.6667 | 15053.5 | [8 empty] | 92166.6667
44795.2917 | 1104 | 997 | 2335 | 885 | 4896 | 8227 | 0 | 8227 | 48456.74 | 40229.74 | 5.89 | 65816 | 0 | 65816 | 900000 | 0 | 965816 | 100393.6667 | 17359.26 | [8 empty] | 92166.6667
44795.3333 | 991 | 1076 | 2260 | 1003 | 5087 | 8424 | 155 | 8579 | 49185.54 | 40606.54 | 5.7332 | 67392 | 1240 | 68632 | 900000 | 0 | 968632 | 100745.6667 | 19446.46 | [8 empty] | 92166.6667
44795.375 | 1009 | 1125 | 2497 | 1095 | 5326 | 8948 | 1218 | 10166 | 50265.8 | 40099.8 | 4.9445 | 71584 | 9744 | 81328 | 900000 | 0 | 981328 | 102332.6667 | 31062.2 | [8 empty] | 92166.6667
44795.4167 | 2154 | 1148 | 3899 | 1122 | 5428 | 10475 | 2443 | 12918 | 52388.41 | 39470.41 | 4.0555 | 83800 | 19544 | 103344 | 900000 | 0 | 1003344 | 105084.6667 | 50955.59 | [8 empty] | 92166.6667
44795.4583 | 2646 | 999 | 4343 | 996 | 5482 | 10824 | 3628 | 14452 | 54796.28 | 40344.28 | 3.7916 | 86592 | 29024 | 115616 | 900000 | 0 | 1015616 | 106618.6667 | 60819.72 | [8 empty] | 92166.6667
44795.5 | 2433 | 744 | 3906 | 996 | 5443 | 10093 | 4929 | 15022 | 56866.24 | 41844.24 | 3.7855 | 80744 | 39432 | 120176 | 900000 | 0 | 1020176 | 107188.6667 | 63309.76 | [8 empty] | 92166.6667
44795.5417 | 2286 | 410 | 3605 | 925 | 5272 | 9288 | 5304 | 14592 | 58710.5 | 44118.5 | 4.0235 | 74304 | 42432 | 116736 | 900000 | 0 | 1016736 | 106758.6667 | 58025.5 | [8 empty] | 92166.6667
44795.5833 | 1996 | 445 | 3035 | 785 | 5129 | 8609 | 5512 | 14121 | 60191.98 | 46070.98 | 4.2626 | 68872 | 44096 | 112968 | 900000 | 0 | 1012968 | 106287.6667 | 52776.02 | [8 empty] | 92166.6667
44795.625 | 2016 | 421 | 3144 | 722 | 5519 | 9085 | 5448 | 14533 | 61183.41 | 46650.41 | 4.21 | 72680 | 43584 | 116264 | 900000 | 0 | 1016264 | 106699.6667 | 55080.59 | [8 empty] | 92166.6667
44795.6667 | 2478 | 322 | 3575 | 630 | 5512 | 9409 | 5403 | 14812 | 61753.41 | 46941.41 | 4.1691 | 75272 | 43224 | 118496 | 900000 | 0 | 1018496 | 106978.6667 | 56742.59 | [8 empty] | 92166.6667
44795.7083 | 2713 | 249 | 3928 | 566 | 5277 | 9454 | 4641 | 14095 | 61937.38 | 47842.38 | 4.3943 | 75632 | 37128 | 112760 | 900000 | 0 | 1012760 | 106261.6667 | 50822.62 | [8 empty] | 92166.6667
44795.75 | 3248 | 238 | 4582 | 463 | 4410 | 9230 | 3654 | 12884 | 61478.21 | 48594.21 | 4.7717 | 73840 | 29232 | 103072 | 900000 | 0 | 1003072 | 105050.6667 | 41593.79 | [8 empty] | 92166.6667
44795.7917 | 3304 | 227 | 4699 | 355 | 3723 | 8649 | 2514 | 11163 | 59806.33 | 48643.33 | 5.3575 | 69192 | 20112 | 89304 | 900000 | 0 | 989304 | 103329.6667 | 29497.67 | [8 empty] | 92166.6667
44795.8333 | 3059 | 172 | 4851 | 182 | 2671 | 7695 | 778 | 8473 | 57818.42 | 49345.42 | 6.8238 | 61560 | 6224 | 67784 | 900000 | 0 | 967784 | 100639.6667 | 9965.58 | [8 empty] | 92166.6667
44795.875 | 2636 | 133 | 4606 | 72 | 1976 | 6715 | 24 | 6739 | 56805.33 | 50066.33 | 8.4293 | 53720 | 192 | 53912 | 897106.67 | -2893.33 | 951018.67 | 98905.6667 | 0 | [8 empty] | 92166.6667
44795.9167 | 2276 | 143 | 4310 | 52 | 1815 | 6267 | 0 | 6267 | 55256.5 | 48989.5 | 8.8171 | 50136 | 0 | 50136 | 891986.17 | -5120.5 | 942122.17 | 98433.6667 | 0 | [8 empty] | 92166.6667
44795.9583 | 2043 | 113 | 3935 | 53 | 2061 | 6108 | 0 | 6108 | 52444.33 | 46336.33 | 8.5862 | 48864 | 0 | 48864 | 888405.84 | -3580.33 | 937269.84 | 98274.6667 | 0 | [8 empty] | 92166.6667
44796 | 1356 | 116 | 2845 | 25 | 1948 | 4910 | 0 | 4910 | 49094.69 | 44184.69 | 9.9989 | 39280 | 0 | 39280 | 878591.15 | -9814.69 | 917871.15 | 97076.6667 | 0 | [8 empty] | 92166.6667
44796.0417 | 1064 | 107 | 2155 | 28 | 1573 | 3835 | 0 | 3835 | 46259.05 | 42424.05 | 12.0623 | 30680 | 0 | 30680 | 863012.1 | -15579.05 | 893692.1 | 96001.6667 | 0 | [8 empty] | 92166.6667
44796.0833 | 998 | 100 | 2092 | 25 | 1220 | 3412 | 0 | 3412 | 44497.36 | 41085.36 | 13.0414 | 27296 | 0 | 27296 | 845810.74 | -17201.36 | 873106.74 | 95578.6667 | 0 | [8 empty] | 92166.6667
44796.125 | 470 | 129 | 1579 | 29 | 991 | 2699 | 0 | 2699 | 43313.13 | 40614.13 | 16.0478 | 21592 | 0 | 21592 | 824089.61 | -21721.13 | 845681.61 | 94865.6667 | 0 | [8 empty] | 92166.6667
44796.1667 | 405 | 170 | 1446 | 83 | 841 | 2457 | 0 | 2457 | 42737.87 | 40280.87 | 17.3943 | 19656 | 0 | 19656 | 801007.74 | -23081.87 | 820663.74 | 94623.6667 | 0 | [8 empty] | 92166.6667
44796.2083 | 314 | 200 | 894 | 170 | 858 | 1952 | 0 | 1952 | 42748.63 | 40796.63 | 21.8999 | 15616 | 0 | 15616 | 773875.11 | -27132.63 | 789491.11 | 94118.6667 | 0 | [8 empty] | 92166.6667
44796.25 | 401 | 195 | 671 | 278 | 1032 | 1899 | 0 | 1899 | 44100.69 | 42201.69 | 23.2231 | 15192 | 0 | 15192 | 744966.42 | -28908.69 | 760158.42 | 94065.6667 | 0 | [8 empty] | 92166.6667
44796.2917 | 208 | 160 | 444 | 255 | 1239 | 1843 | 0 | 1843 | 46195.88 | 44352.88 | 25.0656 | 14744 | 0 | 14744 | 713514.54 | -31451.88 | 728258.54 | 94009.6667 | 0 | [8 empty] | 92166.6667
44796.3333 | 84 | 205 | 317 | 260 | 1398 | 1920 | 133 | 2053 | 47125.95 | 45072.95 | 22.9547 | 15360 | 1064 | 16424 | 682812.59 | -30701.95 | 699236.59 | 94219.6667 | 0 | [8 empty] | 92166.6667
44796.375 | 11 | 224 | 148 | 267 | 1245 | 1617 | 1546 | 3163 | 47711.57 | 44548.57 | 15.0843 | 12936 | 12368 | 25304 | 660405.02 | -22407.57 | 685709.02 | 95329.6667 | 0 | [8 empty] | 92166.6667
44796.4167 | 76 | 282 | 339 | 161 | 1119 | 1740 | 3219 | 4959 | 49312.56 | 44353.56 | 9.9441 | 13920 | 25752 | 39672 | 650764.46 | -9640.56 | 690436.46 | 97125.6667 | 0 | [8 empty] | 92166.6667
44796.4583 | 450 | 305 | 757 | 193 | 1304 | 2366 | 4096 | 6462 | 51279.8 | 44817.8 | 7.9356 | 18928 | 32768 | 51696 | 651180.66 | 416.2 | 702876.66 | 98628.6667 | 0 | [8 empty] | 92166.6667
44796.5 | 591 | 280 | 912 | 170 | 1370 | 2563 | 4801 | 7364 | 53287.87 | 45923.87 | 7.2363 | 20504 | 38408 | 58912 | 656804.79 | 5624.13 | 715716.79 | 99530.6667 | 0 | [8 empty] | 92166.6667
44796.5417 | 449 | 276 | 686 | 163 | 1453 | 2415 | 5740 | 8155 | 55112.77 | 46957.77 | 6.7582 | 19320 | 45920 | 65240 | 666932.02 | 10127.23 | 732172.02 | 100321.6667 | 0 | [8 empty] | 92166.6667
44796.5833 | 330 | 311 | 502 | 112 | 1635 | 2449 | 6067 | 8516 | 57080.86 | 48564.86 | 6.7028 | 19592 | 48536 | 68128 | 677979.16 | 11047.14 | 746107.16 | 100682.6667 | 0 | [8 empty] | 92166.6667
44796.625 | 169 | 291 | 394 | 80 | 2128 | 2813 | 6097 | 8910 | 58818.7 | 49908.7 | 6.6014 | 22504 | 48776 | 71280 | 690440.46 | 12461.3 | 761720.46 | 101076.6667 | 0 | [8 empty] | 92166.6667
44796.6667 | 248 | 309 | 454 | 73 | 2272 | 3035 | 6236 | 9271 | 60612.7 | 51341.7 | 6.5379 | 24280 | 49888 | 74168 | 703995.76 | 13555.3 | 778163.76 | 101437.6667 | 0 | [8 empty] | 92166.6667
44796.7083 | 646 | 325 | 942 | 71 | 2579 | 3846 | 6377 | 10223 | 62233.97 | 52010.97 | 6.0876 | 30768 | 51016 | 81784 | 723545.79 | 19550.03 | 805329.79 | 102389.6667 | 0 | [8 empty] | 92166.6667
44796.75 | 1226 | 315 | 1627 | 90 | 3028 | 4970 | 5672 | 10642 | 63047.65 | 52405.65 | 5.9244 | 39760 | 45376 | 85136 | 745634.14 | 22088.35 | 830770.14 | 102808.6667 | 0 | [8 empty] | 92166.6667
44796.7917 | 1812 | 502 | 2628 | 150 | 3168 | 6299 | 4388 | 10687 | 62134.09 | 51447.09 | 5.814 | 50392 | 35104 | 85496 | 768996.05 | 23361.91 | 854492.05 | 102853.6667 | 0 | [8 empty] | 92166.6667
44796.8333 | 1769 | 470 | 2532 | 178 | 2727 | 5730 | 1317 | 7047 | 60347.89 | 53300.89 | 8.5636 | 45840 | 10536 | 56376 | 765024.16 | -3971.89 | 821400.16 | 99213.6667 | 0 | [8 empty] | 92166.6667
44796.875 | 1490 | 374 | 2182 | 257 | 2398 | 4953 | 22 | 4975 | 59063.63 | 54088.63 | 11.8721 | 39624 | 176 | 39800 | 745760.53 | -19263.63 | 785560.53 | 97141.6667 | 0 | [8 empty] | 92166.6667
44796.9167 | 1178 | 288 | 2221 | 348 | 2383 | 4892 | 0 | 4892 | 57366.31 | 52474.31 | 11.7266 | 39136 | 0 | 39136 | 727530.22 | -18230.31 | 766666.22 | 97058.6667 | 0 | [8 empty] | 92166.6667
44796.9583 | 1142 | 244 | 2450 | 514 | 2436 | 5131 | 0 | 5131 | 54274.55 | 49143.55 | 10.5778 | 41048 | 0 | 41048 | 714303.67 | -13226.55 | 755351.67 | 97297.6667 | 0 | [8 empty] | 92166.6667
44797 | 1087 | 244 | 2268 | 729 | 2428 | 4941 | 0 | 4941 | 50795.58 | 45854.58 | 10.2804 | 39528 | 0 | 39528 | 703036.09 | -11267.58 | 742564.09 | 97107.6667 | 0 | [8 empty] | 92166.6667
44797.0417 | 924 | 200 | 1896 | 760 | 2061 | 4156 | 0 | 4156 | 47658.53 | 43502.53 | 11.4674 | 33248 | 0 | 33248 | 688625.56 | -14410.53 | 721873.56 | 96322.6667 | 0 | [8 empty] | 92166.6667
44797.0833 | 954 | 108 | 1965 | 607 | 1767 | 3841 | 0 | 3841 | 45955.97 | 42114.97 | 11.9646 | 30728 | 0 | 30728 | 673397.59 | -15227.97 | 704125.59 | 96007.6667 | 0 | [8 empty] | 92166.6667
44797.125 | 996 | 54 | 2070 | 466 | 1267 | 3392 | 0 | 3392 | 44729.55 | 41337.55 | 13.1868 | 27136 | 0 | 27136 | 655804.04 | -17593.55 | 682940.04 | 95558.6667 | 0 | [8 empty] | 92166.6667
44797.1667 | 856 | 72 | 1919 | 332 | 946 | 2938 | 0 | 2938 | 44124.93 | 41186.93 | 15.0187 | 23504 | 0 | 23504 | 635183.11 | -20620.93 | 658687.11 | 95104.6667 | 0 | [8 empty] | 92166.6667
44797.2083 | 744 | 127 | 1538 | 261 | 782 | 2446 | 0 | 2446 | 43988.93 | 41542.93 | 17.984 | 19568 | 0 | 19568 | 610762.18 | -24420.93 | 630330.18 | 94612.6667 | 0 | [8 empty] | 92166.6667
44797.25 | 511 | 195 | 1070 | 220 | 711 | 1976 | 0 | 1976 | 44915.9 | 42939.9 | 22.7307 | 15808 | 0 | 15808 | 581654.28 | -29107.9 | 597462.28 | 94142.6667 | 0 | [8 empty] | 92166.6667
44797.2917 | 285 | 184 | 801 | 154 | 711 | 1696 | 0 | 1696 | 46962.6 | 45266.6 | 27.6902 | 13568 | 0 | 13568 | 548259.68 | -33394.6 | 561827.68 | 93862.6667 | 0 | [8 empty] | 92166.6667
44797.3333 | 131 | 137 | 505 | 135 | 716 | 1357 | 296 | 1653 | 47575.94 | 45922.94 | 28.7816 | 10856 | 2368 | 13224 | 513907.74 | -34351.94 | 527131.74 | 93819.6667 | 0 | [8 empty] | 92166.6667
44797.375 | 56 | 123 | 205 | 94 | 510 | 838 | 2826 | 3664 | 48578.5 | 44914.5 | 13.2583 | 6704 | 22608 | 29312 | 494641.24 | -19266.5 | 523953.24 | 95830.6667 | 0 | [8 empty] | 92166.6667
44797.4167 | 94 | 66 | 250 | 29 | 232 | 548 | 5190 | 5738 | 50298.79 | 44560.79 | 8.7659 | 4384 | 41520 | 45904 | 490246.45 | -4394.79 | 536150.45 | 97904.6667 | 0 | [8 empty] | 92166.6667
44797.4583 | 285 | 85 | 475 | 31 | 450 | 1010 | 6176 | 7186 | 52467.4 | 45281.4 | 7.3013 | 8080 | 49408 | 57488 | 495267.05 | 5020.6 | 552755.05 | 99352.6667 | 0 | [8 empty] | 92166.6667
44797.5 | 294 | 169 | 457 | 20 | 731 | 1357 | 7053 | 8410 | 54719.2 | 46309.2 | 6.5064 | 10856 | 56424 | 67280 | 507827.85 | 12560.8 | 575107.85 | 100576.6667 | 0 | [8 empty] | 92166.6667
44797.5417 | 156 | 245 | 242 | 22 | 814 | 1301 | 7057 | 8358 | 57217.56 | 48859.56 | 6.8458 | 10408 | 56456 | 66864 | 517474.29 | 9646.44 | 584338.29 | 100524.6667 | 0 | [8 empty] | 92166.6667
44797.5833 | 138 | 308 | 237 | 33 | 1074 | 1618 | 7000 | 8618 | 59705.31 | 51087.31 | 6.928 | 12944 | 56000 | 68944 | 526712.98 | 9238.69 | 595656.98 | 100784.6667 | 0 | [8 empty] | 92166.6667
44797.625 | 483 | 364 | 614 | 48 | 1320 | 2298 | 7106 | 9404 | 61198.46 | 51794.46 | 6.5077 | 18384 | 56848 | 75232 | 540746.52 | 14033.54 | 615978.52 | 101570.6667 | 0 | [8 empty] | 92166.6667
44797.6667 | 1335 | 415 | 1618 | 58 | 1759 | 3792 | 6894 | 10686 | 62074.32 | 51388.32 | 5.8089 | 30336 | 55152 | 85488 | 564160.2 | 23413.68 | 649648.2 | 102852.6667 | 0 | [8 empty] | 92166.6667
44797.7083 | 1704 | 579 | 2167 | 80 | 2112 | 4858 | 5522 | 10380 | 62680.05 | 52300.05 | 6.0385 | 38864 | 44176 | 83040 | 584520.15 | 20359.95 | 667560.15 | 102546.6667 | 0 | [8 empty] | 92166.6667
44797.75 | 1892 | 614 | 2323 | 132 | 2294 | 5231 | 5239 | 10470 | 62939.53 | 52469.53 | 6.0114 | 41848 | 41912 | 83760 | 605340.62 | 20820.47 | 689100.62 | 102636.6667 | 0 | [8 empty] | 92166.6667
44797.7917 | 2013 | 561 | 2555 | 144 | 2712 | 5829 | 3726 | 9555 | 61970.63 | 52415.63 | 6.4857 | 46632 | 29808 | 76440 | 619809.99 | 14469.37 | 696249.99 | 101721.6667 | 0 | [8 empty] | 92166.6667
44797.8333 | 1614 | 521 | 2696 | 143 | 2915 | 6133 | 1155 | 7288 | 60291.17 | 53003.17 | 8.2727 | 49064 | 9240 | 58304 | 617822.82 | -1987.17 | 676126.82 | 99454.6667 | 0 | [8 empty] | 92166.6667
44797.875 | 1195 | 396 | 2709 | 185 | 2741 | 5846 | 175 | 6021 | 59186.92 | 53165.92 | 9.8301 | 46768 | 1400 | 48168 | 606803.9 | -11018.92 | 654971.9 | 98187.6667 | 0 | [8 empty] | 92166.6667
44797.9167 | 890 | 273 | 2234 | 276 | 3032 | 5539 | 148 | 5687 | 57067.65 | 51380.65 | 10.0348 | 44312 | 1184 | 45496 | 595232.25 | -11571.65 | 640728.25 | 97853.6667 | 0 | [8 empty] | 92166.6667
44797.9583 | 686 | 292 | 1774 | 347 | 2888 | 4954 | 40 | 4994 | 53343.04 | 48349.04 | 10.6814 | 39632 | 320 | 39952 | 581841.21 | -13391.04 | 621793.21 | 97160.6667 | 0 | [8 empty] | 92166.6667
44798 | 612 | 324 | 1388 | 354 | 2496 | 4208 | 0 | 4208 | 49512.95 | 45304.95 | 11.7664 | 33664 | 0 | 33664 | 565992.26 | -15848.95 | 599656.26 | 96374.6667 | 0 | [8 empty] | 92166.6667
44798.0417 | 533 | 305 | 1153 | 346 | 2012 | 3470 | 0 | 3470 | 46557.51 | 43087.51 | 13.4171 | 27760 | 0 | 27760 | 547194.75 | -18797.51 | 574954.75 | 95636.6667 | 0 | [8 empty] | 92166.6667
44798.0833 | 432 | 246 | 929 | 355 | 1799 | 2974 | 0 | 2974 | 44586.14 | 41612.14 | 14.992 | 23792 | 0 | 23792 | 526400.61 | -20794.14 | 550192.61 | 95140.6667 | 0 | [8 empty] | 92166.6667
44798.125 | 271 | 216 | 746 | 258 | 1404 | 2366 | 0 | 2366 | 43325.4 | 40959.4 | 18.3117 | 18928 | 0 | 18928 | 502003.21 | -24397.4 | 520931.21 | 94532.6667 | 0 | [8 empty] | 92166.6667
44798.1667 | 238 | 202 | 760 | 167 | 1111 | 2073 | 0 | 2073 | 42421.76 | 40348.76 | 20.4639 | 16584 | 0 | 16584 | 476165.45 | -25837.76 | 492749.45 | 94239.6667 | 0 | [8 empty] | 92166.6667
44798.2083 | 181 | 138 | 623 | 144 | 904 | 1665 | 0 | 1665 | 42396.31 | 40731.31 | 25.4632 | 13320 | 0 | 13320 | 447089.14 | -29076.31 | 460409.14 | 93831.6667 | 0 | [8 empty] | 92166.6667
44798.25 | 106 | 154 | 505 | 107 | 752 | 1412 | 0 | 1412 | 43553.33 | 42141.33 | 30.8451 | 11296 | 0 | 11296 | 414831.81 | -32257.33 | 426127.81 | 93578.6667 | 0 | [8 empty] | 92166.6667
44798.2917 | 75 | 136 | 452 | 96 | 720 | 1307 | 0 | 1307 | 45784 | 44477 | 35.0298 | 10456 | 0 | 10456 | 379503.81 | -35328 | 389959.81 | 93473.6667 | 0 | [8 empty] | 92166.6667
44798.3333 | 82 | 124 | 434 | 140 | 674 | 1233 | 394 | 1627 | 46445.2 | 44818.2 | 28.5465 | 9864 | 3152 | 13016 | 346074.61 | -33429.2 | 359090.61 | 93793.6667 | 0 | [8 empty] | 92166.6667
44798.375 | 13 | 81 | 194 | 132 | 458 | 734 | 3455 | 4189 | 47932.77 | 43743.77 | 11.4425 | 5872 | 27640 | 33512 | 331653.84 | -14420.77 | 365165.84 | 96355.6667 | 0 | [8 empty] | 92166.6667
44798.4167 | 42 | 112 | 106 | 54 | 306 | 524 | 5605 | 6129 | 50529.41 | 44400.41 | 8.2443 | 4192 | 44840 | 49032 | 330156.43 | -1497.41 | 379188.43 | 98295.6667 | 0 | [8 empty] | 92166.6667
44798.4583 | 326 | 204 | 433 | 34 | 202 | 839 | 6600 | 7439 | 53992.3 | 46553.3 | 7.258 | 6712 | 52800 | 59512 | 335676.13 | 5519.7 | 395188.13 | 99605.6667 | 0 | [8 empty] | 92166.6667
44798.5 | 589 | 261 | 611 | 7 | 142 | 1013 | 7039 | 8052 | 57255.84 | 49203.84 | 7.1108 | 8104 | 56312 | 64416 | 342836.29 | 7160.16 | 407252.29 | 100218.6667 | 0 | [8 empty] | 92166.6667
44798.5417 | 261 | 288 | 279 | 0 | 215 | 781 | 7082 | 7863 | 60066.83 | 52203.83 | 7.6392 | 6248 | 56656 | 62904 | 345673.46 | 2837.17 | 408577.46 | 100029.6667 | 0 | [8 empty] | 92166.6667
44798.5833 | 217 | 286 | 360 | 2 | 406 | 1052 | 7151 | 8203 | 62791.63 | 54588.63 | 7.6547 | 8416 | 57208 | 65624 | 348505.83 | 2832.37 | 414129.83 | 100369.6667 | 0 | [8 empty] | 92166.6667
44798.625 | 612 | 283 | 1232 | 22 | 684 | 2198 | 7128 | 9326 | 64825.66 | 55499.66 | 6.9511 | 17584 | 57024 | 74608 | 358288.17 | 9782.34 | 432896.17 | 101492.6667 | 0 | [8 empty] | 92166.6667
44798.6667 | 843 | 285 | 1793 | 53 | 919 | 2997 | 6184 | 9181 | 66549.41 | 57368.41 | 7.2486 | 23976 | 49472 | 73448 | 365186.76 | 6898.59 | 438634.76 | 101347.6667 | 0 | [8 empty] | 92166.6667
44798.7083 | 432 | 286 | 1358 | 56 | 1217 | 2862 | 6213 | 9075 | 67663.38 | 58588.38 | 7.456 | 22896 | 49704 | 72600 | 370123.38 | 4936.62 | 442723.38 | 101241.6667 | 0 | [8 empty] | 92166.6667
44798.75 | 314 | 315 | 809 | 55 | 1288 | 2412 | 6088 | 8500 | 67514.18 | 59014.18 | 7.9428 | 19296 | 48704 | 68000 | 370609.2 | 485.82 | 438609.2 | 100666.6667 | 0 | [8 empty] | 92166.6667
44798.7917 | 408 | 333 | 774 | 50 | 1278 | 2384 | 4890 | 7274 | 66248.26 | 58974.26 | 9.1075 | 19072 | 39120 | 58192 | 362552.94 | -8056.26 | 420744.94 | 99440.6667 | 0 | [8 empty] | 92166.6667
44798.8333 | 519 | 340 | 992 | 94 | 1402 | 2734 | 1700 | 4434 | 63808.32 | 59374.32 | 14.3907 | 21872 | 13600 | 35472 | 334216.62 | -28336.32 | 369688.62 | 96600.6667 | 0 | [8 empty] | 92166.6667
44798.875 | 350 | 470 | 780 | 123 | 1857 | 3108 | 26 | 3134 | 61971.53 | 58837.53 | 19.7739 | 24864 | 208 | 25072 | 297317.09 | -36899.53 | 322389.09 | 95300.6667 | 0 | [8 empty] | 92166.6667
44798.9167 | 224 | 584 | 583 | 239 | 2718 | 3884 | 0 | 3884 | 59846.72 | 55962.72 | 15.4085 | 31072 | 0 | 31072 | 268542.37 | -28774.72 | 299614.37 | 96050.6667 | 0 | [8 empty] | 92166.6667
44798.9583 | 71 | 618 | 410 | 451 | 3691 | 4719 | 0 | 4719 | 56175.4 | 51456.4 | 11.9041 | 37752 | 0 | 37752 | 250118.97 | -18423.4 | 287870.97 | 96885.6667 | 0 | [8 empty] | 92166.6667
44799 | 30 | 691 | 378 | 600 | 3935 | 5004 | 0 | 5004 | 52187.17 | 47183.17 | 10.4291 | 40032 | 0 | 40032 | 237963.8 | -12155.17 | 277995.8 | 97170.6667 | 0 | [8 empty] | 92166.6667
44799.0417 | 90 | 835 | 507 | 757 | 4054 | 5395 | 0 | 5395 | 48704.76 | 43309.76 | 9.0278 | 43160 | 0 | 43160 | 232419.04 | -5544.76 | 275579.04 | 97561.6667 | 0 | [8 empty] | 92166.6667
44799.0833 | 129 | 667 | 634 | 860 | 4092 | 5392 | 0 | 5392 | 46422.68 | 41030.68 | 8.6095 | 43136 | 0 | 43136 | 229132.36 | -3286.68 | 272268.36 | 97558.6667 | 0 | [8 empty] | 92166.6667
44799.125 | 140 | 452 | 818 | 989 | 3972 | 5243 | 0 | 5243 | 44977.55 | 39734.55 | 8.5786 | 41944 | 0 | 41944 | 226098.81 | -3033.55 | 268042.81 | 97409.6667 | 0 | [8 empty] | 92166.6667
44799.1667 | 84 | 268 | 718 | 1044 | 3587 | 4573 | 0 | 4573 | 43857.61 | 39284.61 | 9.5906 | 36584 | 0 | 36584 | 218825.2 | -7273.61 | 255409.2 | 96739.6667 | 0 | [8 empty] | 92166.6667
44799.2083 | 15 | 158 | 586 | 982 | 3075 | 3819 | 0 | 3819 | 43535.76 | 39716.76 | 11.3998 | 30552 | 0 | 30552 | 205841.44 | -12983.76 | 236393.44 | 95985.6667 | 0 | [8 empty] | 92166.6667
44799.25 | 23 | 94 | 408 | 1036 | 2971 | 3473 | 0 | 3473 | 44581.51 | 41108.51 | 12.8366 | 27784 | 0 | 27784 | 189043.93 | -16797.51 | 216827.93 | 95639.6667 | 0 | [8 empty] | 92166.6667
44799.2917 | 38 | 79 | 237 | 1005 | 2495 | 2812 | 0 | 2812 | 46643.88 | 43831.88 | 16.5874 | 22496 | 0 | 22496 | 164896.05 | -24147.88 | 187392.05 | 94978.6667 | 0 | [8 empty] | 92166.6667
44799.3333 | 41 | 93 | 190 | 984 | 1998 | 2280 | 460 | 2740 | 47293.23 | 44553.23 | 17.2603 | 18240 | 3680 | 21920 | 139522.82 | -25373.23 | 161442.82 | 94906.6667 | 0 | [8 empty] | 92166.6667
44799.375 | 28 | 34 | 67 | 826 | 1244 | 1345 | 4255 | 5600 | 48886.63 | 43286.63 | 8.7298 | 10760 | 34040 | 44800 | 135436.19 | -4086.63 | 180236.19 | 97766.6667 | 0 | [8 empty] | 92166.6667
44799.4167 | 19 | 3 | 45 | 610 | 738 | 786 | 7583 | 8369 | 52187.12 | 43818.12 | 6.2358 | 6288 | 60664 | 66952 | 150201.07 | 14764.88 | 217153.07 | 100535.6667 | 0 | [8 empty] | 92166.6667
44799.4583 | 49 | 11 | 58 | 734 | 867 | 936 | 8582 | 9518 | 55885.57 | 46367.57 | 5.8716 | 7488 | 68656 | 76144 | 170459.5 | 20258.43 | 246603.5 | 101684.6667 | 0 | [8 empty] | 92166.6667
44799.5 | 27 | 49 | 28 | 617 | 783 | 860 | 8637 | 9497 | 59565.37 | 50068.37 | 6.272 | 6880 | 69096 | 75976 | 186870.13 | 16410.63 | 262846.13 | 101663.6667 | 0 | [8 empty] | 92166.6667
44799.5417 | 29 | 86 | 54 | 377 | 558 | 698 | 8116 | 8814 | 62869.18 | 54055.18 | 7.1329 | 5584 | 64928 | 70512 | 194512.95 | 7642.82 | 265024.95 | 100980.6667 | 0 | [8 empty] | 92166.6667
44799.5833 | 265 | 111 | 465 | 203 | 508 | 1084 | 7535 | 8619 | 65366.98 | 56747.98 | 7.5841 | 8672 | 60280 | 68952 | 198097.97 | 3585.02 | 267049.97 | 100785.6667 | 0 | [8 empty] | 92166.6667
44799.625 | 721 | 145 | 1208 | 218 | 668 | 2021 | 6572 | 8593 | 66999.77 | 58406.77 | 7.797 | 16168 | 52576 | 68744 | 199842.2 | 1744.23 | 268586.2 | 100759.6667 | 0 | [8 empty] | 92166.6667
44799.6667 | 580 | 168 | 1130 | 358 | 944 | 2243 | 6591 | 8834 | 67720.73 | 58886.73 | 7.6659 | 17944 | 52728 | 70672 | 202793.47 | 2951.27 | 273465.47 | 101000.6667 | 0 | [8 empty] | 92166.6667
44799.7083 | 754 | 174 | 1421 | 524 | 1100 | 2695 | 7026 | 9721 | 68301.32 | 58580.32 | 7.0262 | 21560 | 56208 | 77768 | 212260.15 | 9466.68 | 290028.15 | 101887.6667 | 0 | [8 empty] | 92166.6667
44799.75 | 495 | 174 | 1168 | 782 | 1396 | 2737 | 6627 | 9364 | 68015.28 | 58651.28 | 7.2635 | 21896 | 53016 | 74912 | 219156.87 | 6896.72 | 294068.87 | 101530.6667 | 0 | [8 empty] | 92166.6667
44799.7917 | 368 | 199 | 1081 | 940 | 1808 | 3087 | 5318 | 8405 | 66328.16 | 57923.16 | 7.8915 | 24696 | 42544 | 67240 | 220068.71 | 911.84 | 287308.71 | 100571.6667 | 0 | [8 empty] | 92166.6667
44799.8333 | 468 | 231 | 1087 | 1264 | 2674 | 3992 | 1606 | 5598 | 63681.34 | 58083.34 | 11.3757 | 31936 | 12848 | 44784 | 201171.37 | -18897.34 | 245955.37 | 97764.6667 | 0 | [8 empty] | 92166.6667
44799.875 | 478 | 373 | 1084 | 1812 | 3913 | 5369 | 32 | 5401 | 61680.81 | 56279.81 | 11.4203 | 42952 | 256 | 43208 | 182698.56 | -18472.81 | 225906.56 | 97567.6667 | 0 | [8 empty] | 92166.6667
44799.9167 | 523 | 656 | 1359 | 2460 | 5923 | 7938 | 0 | 7938 | 59362.4 | 51424.4 | 7.4783 | 63504 | 0 | 63504 | 186840.16 | 4141.6 | 250344.16 | 100104.6667 | 0 | [8 empty] | 92166.6667
44799.9583 | 536 | 898 | 1537 | 2780 | 7935 | 10370 | 0 | 10370 | 56286.85 | 45916.85 | 5.4279 | 82960 | 0 | 82960 | 213513.31 | 26673.15 | 296473.31 | 102536.6667 | 0 | [8 empty] | 92166.6667
44800 | 739 | 977 | 1762 | 3036 | 9297 | 12037 | 0 | 12037 | 53110.53 | 41073.53 | 4.4123 | 96296 | 0 | 96296 | 256698.78 | 43185.47 | 352994.78 | 104203.6667 | 0 | [8 empty] | 92166.6667
44800.0417 | 951 | 918 | 2166 | 3248 | 9786 | 12870 | 0 | 12870 | 50086.4 | 37216.4 | 3.8917 | 102960 | 0 | 102960 | 309572.38 | 52873.6 | 412532.38 | 105036.6667 | 0 | [8 empty] | 92166.6667
44800.0833 | 1002 | 788 | 2284 | 3169 | 9231 | 12303 | 0 | 12303 | 47625.84 | 35322.84 | 3.8711 | 98424 | 0 | 98424 | 360370.54 | 50798.16 | 458794.54 | 104469.6667 | 0 | [8 empty] | 92166.6667
44800.125 | 968 | 667 | 2404 | 3015 | 9033 | 12104 | 0 | 12104 | 45959.97 | 33855.97 | 3.7971 | 96832 | 0 | 96832 | 411242.57 | 50872.03 | 508074.57 | 104270.6667 | 0 | [8 empty] | 92166.6667
44800.1667 | 886 | 666 | 2268 | 2952 | 8888 | 11821 | 0 | 11821 | 44658.18 | 32837.18 | 3.7779 | 94568 | 0 | 94568 | 461152.39 | 49909.82 | 555720.39 | 103987.6667 | 0 | [8 empty] | 92166.6667
44800.2083 | 607 | 600 | 1690 | 2698 | 8092 | 10381 | 0 | 10381 | 43687.33 | 33306.33 | 4.2084 | 83048 | 0 | 83048 | 500513.06 | 39360.67 | 583561.06 | 102547.6667 | 0 | [8 empty] | 92166.6667
44800.25 | 478 | 545 | 1444 | 2428 | 7238 | 9227 | 0 | 9227 | 43571.45 | 34344.45 | 4.7222 | 73816 | 0 | 73816 | 530757.61 | 30244.55 | 604573.61 | 101393.6667 | 0 | [8 empty] | 92166.6667
44800.2917 | 300 | 522 | 1319 | 2537 | 7242 | 9083 | 0 | 9083 | 43830.04 | 34747.04 | 4.8255 | 72664 | 0 | 72664 | 559591.57 | 28833.96 | 632255.57 | 101249.6667 | 0 | [8 empty] | 92166.6667
44800.3333 | 102 | 358 | 986 | 2629 | 6962 | 8306 | 452 | 8758 | 44216.77 | 35458.77 | 5.0487 | 66448 | 3616 | 70064 | 585438.8 | 25847.23 | 655502.8 | 100924.6667 | 0 | [8 empty] | 92166.6667
44800.375 | 35 | 149 | 525 | 2272 | 5398 | 6072 | 4260 | 10332 | 46878.51 | 36546.51 | 4.5372 | 48576 | 34080 | 82656 | 621216.29 | 35777.49 | 703872.29 | 102498.6667 | 0 | [8 empty] | 92166.6667
44800.4167 | 48 | 57 | 499 | 2024 | 4594 | 5150 | 7570 | 12720 | 50845.67 | 38125.67 | 3.9973 | 41200 | 60560 | 101760 | 672130.62 | 50914.33 | 773890.62 | 104886.6667 | 0 | [8 empty] | 92166.6667
44800.4583 | 144 | 77 | 502 | 2301 | 5518 | 6097 | 8992 | 15089 | 55173.71 | 40084.71 | 3.6566 | 48776 | 71936 | 120712 | 737668.91 | 65538.29 | 858380.91 | 107255.6667 | 0 | [8 empty] | 92166.6667
44800.5 | 94 | 79 | 333 | 2745 | 5849 | 6261 | 9194 | 15455 | 59044.97 | 43589.97 | 3.8204 | 50088 | 73552 | 123640 | 802263.94 | 64595.03 | 925903.94 | 107621.6667 | 0 | [8 empty] | 92166.6667
44800.5417 | 288 | 67 | 553 | 2850 | 5651 | 6270 | 9220 | 15490 | 62277.04 | 46787.04 | 4.0205 | 50160 | 73760 | 123920 | 863906.9 | 61642.96 | 987826.9 | 107656.6667 | 0 | [8 empty] | 92166.6667
44800.5833 | 882 | 78 | 1267 | 2884 | 5462 | 6807 | 9177 | 15984 | 64846.52 | 48862.52 | 4.057 | 54456 | 73416 | 127872 | 900000 | 36093.1 | 1027872 | 108150.6667 | 26932.38 | [8 empty] | 92166.6667
44800.625 | 1113 | 92 | 1672 | 2710 | 5179 | 6943 | 8518 | 15461 | 66657.66 | 51196.66 | 4.3113 | 55544 | 68144 | 123688 | 900000 | 0 | 1023688 | 107627.6667 | 57030.34 | [8 empty] | 92166.6667
44800.6667 | 1459 | 153 | 2224 | 2764 | 5077 | 7454 | 8106 | 15560 | 67825.4 | 52265.4 | 4.359 | 59632 | 64848 | 124480 | 900000 | 0 | 1024480 | 107726.6667 | 56654.6 | [8 empty] | 92166.6667
44800.7083 | 2058 | 216 | 2949 | 2898 | 4976 | 8140 | 7965 | 16105 | 68653.68 | 52548.68 | 4.2629 | 65120 | 63720 | 128840 | 900000 | 0 | 1028840 | 108271.6667 | 60186.32 | [8 empty] | 92166.6667
44800.75 | 2716 | 354 | 4096 | 2910 | 4888 | 9337 | 7815 | 17152 | 69101.96 | 51949.96 | 4.0288 | 74696 | 62520 | 137216 | 900000 | 0 | 1037216 | 109318.6667 | 68114.04 | [8 empty] | 92166.6667
44800.7917 | 3061 | 778 | 4955 | 2979 | 5370 | 11103 | 6169 | 17272 | 67764.26 | 50492.26 | 3.9234 | 88824 | 49352 | 138176 | 900000 | 0 | 1038176 | 109438.6667 | 70411.74 | [8 empty] | 92166.6667
44800.8333 | 2562 | 963 | 4548 | 2751 | 5790 | 11300 | 1733 | 13033 | 65023.24 | 51990.24 | 4.9891 | 90400 | 13864 | 104264 | 900000 | 0 | 1004264 | 105199.6667 | 39240.76 | [8 empty] | 92166.6667
44800.875 | 1883 | 1183 | 4135 | 2374 | 6927 | 12245 | 7 | 12252 | 62887.41 | 50635.41 | 5.1328 | 97960 | 56 | 98016 | 900000 | 0 | 998016 | 104418.6667 | 35128.59 | [8 empty] | 92166.6667
44800.9167 | 1474 | 1427 | 3931 | 2179 | 8688 | 14045 | 0 | 14045 | 60561.06 | 46516.06 | 4.3119 | 112360 | 0 | 112360 | 900000 | 0 | 1012360 | 106211.6667 | 51798.94 | [8 empty] | 92166.6667
44800.9583 | 1333 | 1495 | 3642 | 2054 | 10311 | 15447 | 0 | 15447 | 57579.67 | 42132.67 | 3.7276 | 123576 | 0 | 123576 | 900000 | 0 | 1023576 | 107613.6667 | 65996.33 | [8 empty] | 92166.6667
44801 | 1158 | 1673 | 3319 | 2091 | 12195 | 17186 | 0 | 17186 | 54513.95 | 37327.95 | 3.172 | 137488 | 0 | 137488 | 900000 | 0 | 1037488 | 109352.6667 | 82974.05 | [8 empty] | 92166.6667
44801.0417 | 885 | 1714 | 2774 | 2225 | 12746 | 17234 | 0 | 17234 | 51534.58 | 34300.58 | 2.9903 | 137872 | 0 | 137872 | 900000 | 0 | 1037872 | 109400.6667 | 86337.42 | [8 empty] | 92166.6667
44801.0833 | 945 | 1665 | 2775 | 2602 | 13425 | 17865 | 0 | 17865 | 49161.81 | 31296.81 | 2.7519 | 142920 | 0 | 142920 | 900000 | 0 | 1042920 | 110031.6667 | 93758.19 | [8 empty] | 92166.6667
44801.125 | 983 | 1726 | 2579 | 2820 | 13865 | 18170 | 0 | 18170 | 47425.4 | 29255.4 | 2.6101 | 145360 | 0 | 145360 | 900000 | 0 | 1045360 | 110336.6667 | 97934.6 | [8 empty] | 92166.6667
44801.1667 | 705 | 1656 | 2133 | 2709 | 13389 | 17177 | 0 | 17177 | 45937.45 | 28760.45 | 2.6744 | 137416 | 0 | 137416 | 900000 | 0 | 1037416 | 109343.6667 | 91478.55 | [8 empty] | 92166.6667
44801.2083 | 415 | 1525 | 1567 | 2356 | 12302 | 15394 | 0 | 15394 | 44867 | 29473 | 2.9146 | 123152 | 0 | 123152 | 900000 | 0 | 1023152 | 107560.6667 | 78285 | [8 empty] | 92166.6667
44801.25 | 191 | 1374 | 1222 | 2422 | 11719 | 14315 | 0 | 14315 | 44431.16 | 30116.16 | 3.1038 | 114520 | 0 | 114520 | 900000 | 0 | 1014520 | 106481.6667 | 70088.84 | [8 empty] | 92166.6667
44801.2917 | 66 | 1274 | 1064 | 2689 | 11737 | 14075 | 0 | 14075 | 44383.14 | 30308.14 | 3.1533 | 112600 | 0 | 112600 | 900000 | 0 | 1012600 | 106241.6667 | 68216.86 | [8 empty] | 92166.6667
44801.3333 | 29 | 1168 | 1044 | 2795 | 11754 | 13966 | 585 | 14551 | 44563.46 | 30012.46 | 3.0626 | 111728 | 4680 | 116408 | 900000 | 0 | 1016408 | 106717.6667 | 71844.54 | [8 empty] | 92166.6667
44801.375 | 18 | 971 | 805 | 2408 | 10439 | 12215 | 5059 | 17274 | 47344.4 | 30070.4 | 2.7408 | 97720 | 40472 | 138192 | 900000 | 0 | 1038192 | 109440.6667 | 90847.6 | [8 empty] | 92166.6667
44801.4167 | 26 | 1052 | 852 | 2189 | 10409 | 12314 | 8523 | 20837 | 51793.5 | 30956.5 | 2.4857 | 98512 | 68184 | 166696 | 900000 | 0 | 1066696 | 113003.6667 | 114902.5 | [8 empty] | 92166.6667
44801.4583 | 80 | 939 | 903 | 1938 | 8843 | 10685 | 9438 | 20123 | 56018.96 | 35895.96 | 2.7838 | 85480 | 75504 | 160984 | 900000 | 0 | 1060984 | 112289.6667 | 104965.04 | [8 empty] | 92166.6667
44801.5 | 124 | 858 | 816 | 1725 | 6797 | 8471 | 9731 | 18202 | 60020.04 | 41818.04 | 3.2974 | 67768 | 77848 | 145616 | 900000 | 0 | 1045616 | 110368.6667 | 85595.96 | [8 empty] | 92166.6667
44801.5417 | 251 | 785 | 994 | 1574 | 6017 | 7796 | 9646 | 17442 | 63731.04 | 46289.04 | 3.6539 | 62368 | 77168 | 139536 | 900000 | 0 | 1039536 | 109608.6667 | 75804.96 | [8 empty] | 92166.6667
44801.5833 | 413 | 745 | 1229 | 1422 | 5357 | 7331 | 9273 | 16604 | 66779.51 | 50175.51 | 4.0219 | 58648 | 74184 | 132832 | 900000 | 0 | 1032832 | 108770.6667 | 66052.49 | [8 empty] | 92166.6667
44801.625 | 794 | 827 | 1748 | 1262 | 4692 | 7267 | 8902 | 16169 | 68982.35 | 52813.35 | 4.2663 | 58136 | 71216 | 129352 | 900000 | 0 | 1029352 | 108335.6667 | 60369.65 | [8 empty] | 92166.6667
44801.6667 | 1364 | 862 | 2511 | 1074 | 4424 | 7797 | 8361 | 16158 | 70308.54 | 54150.54 | 4.3513 | 62376 | 66888 | 129264 | 900000 | 0 | 1029264 | 108324.6667 | 58955.46 | [8 empty] | 92166.6667
44801.7083 | 2119 | 908 | 3446 | 928 | 4747 | 9102 | 6346 | 15448 | 70961.89 | 55513.89 | 4.5936 | 72816 | 50768 | 123584 | 900000 | 0 | 1023584 | 107614.6667 | 52622.11 | [8 empty] | 92166.6667
44801.75 | 2160 | 1136 | 3825 | 893 | 6487 | 11448 | 5844 | 17292 | 71145.48 | 53853.48 | 4.1144 | 91584 | 46752 | 138336 | 900000 | 0 | 1038336 | 109458.6667 | 67190.52 | [8 empty] | 92166.6667
44801.7917 | 2089 | 1376 | 4394 | 1355 | 9820 | 15590 | 4710 | 20300 | 69810.24 | 49510.24 | 3.4389 | 124720 | 37680 | 162400 | 900000 | 0 | 1062400 | 112466.6667 | 92589.76 | [8 empty] | 92166.6667
44801.8333 | 1947 | 1443 | 4649 | 1335 | 11412 | 17504 | 1360 | 18864 | 67408.08 | 48544.08 | 3.5734 | 140032 | 10880 | 150912 | 900000 | 0 | 1050912 | 111030.6667 | 83503.92 | [8 empty] | 92166.6667
44801.875 | 1073 | 1320 | 3472 | 1303 | 11206 | 15999 | 14 | 16013 | 65502.41 | 49489.41 | 4.0906 | 127992 | 112 | 128104 | 900000 | 0 | 1028104 | 108179.6667 | 62601.59 | [8 empty] | 92166.6667
44801.9167 | 607 | 1469 | 2896 | 2023 | 12572 | 16937 | 0 | 16937 | 63035.45 | 46098.45 | 3.7218 | 135496 | 0 | 135496 | 900000 | 0 | 1035496 | 109103.6667 | 72460.55 | [8 empty] | 92166.6667
44801.9583 | 304 | 1411 | 2266 | 2043 | 12507 | 16184 | 0 | 16184 | 59008.25 | 42824.25 | 3.6461 | 129472 | 0 | 129472 | 900000 | 0 | 1029472 | 108350.6667 | 70463.75 | [8 empty] | 92166.6667
44802 | 310 | 1253 | 1821 | 1862 | 11393 | 14466 | 0 | 14466 | 54824.98 | 40358.98 | 3.7899 | 115728 | 0 | 115728 | 900000 | 0 | 1015728 | 106632.6667 | 60903.02 | [8 empty] | 92166.6667
44802.0417 | 698 | 1188 | 2092 | 1551 | 10461 | 13741 | 0 | 13741 | 51038.8 | 37297.8 | 3.7143 | 109928 | 0 | 109928 | 900000 | 0 | 1009928 | 105907.6667 | 58889.2 | [8 empty] | 92166.6667
44802.0833 | 1135 | 1149 | 2394 | 1643 | 8712 | 12256 | 0 | 12256 | 48578.93 | 36322.93 | 3.9637 | 98048 | 0 | 98048 | 900000 | 0 | 998048 | 104422.6667 | 49469.07 | [8 empty] | 92166.6667
44802.125 | 1149 | 1230 | 2377 | 1856 | 7470 | 11077 | 0 | 11077 | 47095.08 | 36018.08 | 4.2516 | 88616 | 0 | 88616 | 900000 | 0 | 988616 | 103243.6667 | 41520.92 | [8 empty] | 92166.6667
44802.1667 | 795 | 1234 | 1974 | 1987 | 6776 | 9984 | 0 | 9984 | 46289.08 | 36305.08 | 4.6363 | 79872 | 0 | 79872 | 900000 | 0 | 979872 | 102150.6667 | 33582.92 | [8 empty] | 92166.6667
44802.2083 | 655 | 1081 | 1774 | 1751 | 6551 | 9405 | 0 | 9405 | 46221.34 | 36816.34 | 4.9145 | 75240 | 0 | 75240 | 900000 | 0 | 975240 | 101571.6667 | 29018.66 | [8 empty] | 92166.6667
44802.25 | 757 | 920 | 1872 | 1028 | 5841 | 8633 | 0 | 8633 | 47155.96 | 38522.96 | 5.4623 | 69064 | 0 | 69064 | 900000 | 0 | 969064 | 100799.6667 | 21908.04 | [8 empty] | 92166.6667
44802.2917 | 722 | 881 | 1906 | 718 | 6103 | 8891 | 0 | 8891 | 49499.46 | 40608.46 | 5.5674 | 71128 | 0 | 71128 | 900000 | 0 | 971128 | 101057.6667 | 21628.54 | [8 empty] | 92166.6667
44802.3333 | 511 | 873 | 1493 | 337 | 6198 | 8564 | 392 | 8956 | 50000.27 | 41044.27 | 5.5829 | 68512 | 3136 | 71648 | 900000 | 0 | 971648 | 101122.6667 | 21647.73 | [8 empty] | 92166.6667
44802.375 | 242 | 798 | 862 | 257 | 5794 | 7455 | 3621 | 11076 | 51007.32 | 39931.32 | 4.6052 | 59640 | 28968 | 88608 | 900000 | 0 | 988608 | 103242.6667 | 37600.68 | [8 empty] | 92166.6667
44802.4167 | 407 | 803 | 1194 | 158 | 6298 | 8295 | 6556 | 14851 | 53613.87 | 38762.87 | 3.6101 | 66360 | 52448 | 118808 | 900000 | 0 | 1018808 | 107017.6667 | 65194.13 | [8 empty] | 92166.6667
44802.4583 | 707 | 532 | 1512 | 193 | 6039 | 8083 | 7974 | 16057 | 57330.44 | 41273.44 | 3.5704 | 64664 | 63792 | 128456 | 900000 | 0 | 1028456 | 108223.6667 | 71125.56 | [8 empty] | 92166.6667
44802.5 | 1145 | 290 | 1628 | 342 | 4983 | 6902 | 8457 | 15359 | 60310.05 | 44951.05 | 3.9267 | 55216 | 67656 | 122872 | 900000 | 0 | 1022872 | 107525.6667 | 62561.95 | [8 empty] | 92166.6667
44802.5417 | 1832 | 210 | 2287 | 295 | 3585 | 6081 | 8558 | 14639 | 63551.97 | 48912.97 | 4.3413 | 48648 | 68464 | 117112 | 900000 | 0 | 1017112 | 106805.6667 | 53560.03 | [8 empty] | 92166.6667
44802.5833 | 2439 | 105 | 2979 | 362 | 3029 | 6113 | 8078 | 14191 | 66221.06 | 52030.06 | 4.6664 | 48904 | 64624 | 113528 | 900000 | 0 | 1013528 | 106357.6667 | 47306.94 | [8 empty] | 92166.6667
44802.625 | 3083 | 126 | 3917 | 416 | 2859 | 6902 | 7722 | 14624 | 67747.69 | 53123.69 | 4.6326 | 55216 | 61776 | 116992 | 900000 | 0 | 1016992 | 106790.6667 | 49244.31 | [8 empty] | 92166.6667
44802.6667 | 3060 | 146 | 4479 | 487 | 3450 | 8075 | 7115 | 15190 | 68414.87 | 53224.87 | 4.5039 | 64600 | 56920 | 121520 | 900000 | 0 | 1021520 | 107356.6667 | 53105.13 | [8 empty] | 92166.6667
44802.7083 | 2534 | 253 | 4310 | 1202 | 5464 | 10027 | 6385 | 16412 | 68708.53 | 52296.53 | 4.1865 | 80216 | 51080 | 131296 | 900000 | 0 | 1031296 | 108578.6667 | 62587.47 | [8 empty] | 92166.6667
44802.75 | 2570 | 514 | 4546 | 1580 | 5819 | 10879 | 5250 | 16129 | 68229.36 | 52100.36 | 4.2302 | 87032 | 42000 | 129032 | 900000 | 0 | 1029032 | 108295.6667 | 60802.64 | [8 empty] | 92166.6667
44802.7917 | 2598 | 844 | 4756 | 1244 | 5984 | 11584 | 2603 | 14187 | 66704.65 | 52517.65 | 4.7018 | 92672 | 20824 | 113496 | 900000 | 0 | 1013496 | 106353.6667 | 46791.35 | [8 empty] | 92166.6667
44802.8333 | 2594 | 997 | 4545 | 1359 | 6376 | 11917 | 544 | 12461 | 64263.43 | 51802.43 | 5.1572 | 95336 | 4352 | 99688 | 900000 | 0 | 999688 | 104627.6667 | 35424.57 | [8 empty] | 92166.6667
44802.875 | 2257 | 1137 | 4258 | 1403 | 7772 | 13167 | 9 | 13176 | 62448.6 | 49272.6 | 4.7396 | 105336 | 72 | 105408 | 900000 | 0 | 1005408 | 105342.6667 | 42959.4 | [8 empty] | 92166.6667
44802.9167 | 1676 | 1080 | 3640 | 1745 | 10269 | 14989 | 0 | 14989 | 59579.05 | 44590.05 | 3.9749 | 119912 | 0 | 119912 | 900000 | 0 | 1019912 | 107155.6667 | 60332.95 | [8 empty] | 92166.6667
44802.9583 | 1271 | 1054 | 3653 | 1460 | 11307 | 16013 | 0 | 16013 | 55160.91 | 39147.91 | 3.4448 | 128104 | 0 | 128104 | 900000 | 0 | 1028104 | 108179.6667 | 72943.09 | [8 empty] | 92166.6667
44803 | 1379 | 952 | 3812 | 1303 | 8299 | 13063 | 0 | 13063 | 51111.29 | 38048.29 | 3.9127 | 104504 | 0 | 104504 | 900000 | 0 | 1004504 | 105229.6667 | 53392.71 | [8 empty] | 92166.6667
44803.0417 | 1689 | 542 | 3677 | 937 | 5965 | 10184 | 0 | 10184 | 48284.56 | 38100.56 | 4.7412 | 81472 | 0 | 81472 | 900000 | 0 | 981472 | 102350.6667 | 33187.44 | [8 empty] | 92166.6667
44803.0833 | 1509 | 357 | 3297 | 426 | 4042 | 7696 | 0 | 7696 | 46281.46 | 38585.46 | 6.0137 | 61568 | 0 | 61568 | 900000 | 0 | 961568 | 99862.6667 | 15286.54 | [8 empty] | 92166.6667
44803.125 | 1169 | 321 | 2937 | 340 | 3114 | 6372 | 0 | 6372 | 45225.71 | 38853.71 | 7.0976 | 50976 | 0 | 50976 | 900000 | 0 | 950976 | 98538.6667 | 5750.29 | [8 empty] | 92166.6667
44803.1667 | 880 | 396 | 2577 | 210 | 2622 | 5596 | 0 | 5596 | 44773.28 | 39177.28 | 8.0009 | 44768 | 0 | 44768 | 899994.72 | -5.28 | 944762.72 | 97762.6667 | 0 | [8 empty] | 92166.6667
44803.2083 | 778 | 402 | 2269 | 226 | 2175 | 4846 | 0 | 4846 | 44859.33 | 40013.33 | 9.257 | 38768 | 0 | 38768 | 893903.39 | -6091.33 | 932671.39 | 97012.6667 | 0 | [8 empty] | 92166.6667
44803.25 | 641 | 214 | 1829 | 461 | 2307 | 4350 | 0 | 4350 | 46262.84 | 41912.84 | 10.6351 | 34800 | 0 | 34800 | 882440.55 | -11462.84 | 917240.55 | 96516.6667 | 0 | [8 empty] | 92166.6667
44803.2917 | 594 | 128 | 1682 | 620 | 2159 | 3969 | 0 | 3969 | 48659.02 | 44690.02 | 12.2598 | 31752 | 0 | 31752 | 865533.53 | -16907.02 | 897285.53 | 96135.6667 | 0 | [8 empty] | 92166.6667
44803.3333 | 663 | 148 | 1981 | 522 | 2538 | 4666 | 106 | 4772 | 49210.72 | 44438.72 | 10.3124 | 37328 | 848 | 38176 | 854498.81 | -11034.72 | 892674.81 | 96938.6667 | 0 | [8 empty] | 92166.6667
44803.375 | 676 | 187 | 1984 | 506 | 2295 | 4466 | 1635 | 6101 | 50251 | 44150 | 8.2365 | 35728 | 13080 | 48808 | 853055.81 | -1443 | 901863.81 | 98267.6667 | 0 | [8 empty] | 92166.6667
44803.4167 | 1088 | 113 | 2418 | 395 | 1984 | 4514 | 4016 | 8530 | 52224.73 | 43694.73 | 6.1225 | 36112 | 32128 | 68240 | 869071.08 | 16015.27 | 937311.08 | 100696.6667 | 0 | [8 empty] | 92166.6667
44803.4583 | 1454 | 96 | 2771 | 441 | 1805 | 4672 | 4486 | 9158 | 54659.2 | 45501.2 | 5.9685 | 37376 | 35888 | 73264 | 887675.88 | 18604.8 | 960939.88 | 101324.6667 | 0 | [8 empty] | 92166.6667
44803.5 | 1325 | 74 | 2356 | 570 | 1821 | 4251 | 5206 | 9457 | 56684.98 | 47227.98 | 5.994 | 34008 | 41648 | 75656 | 900000 | 12324.12 | 975656 | 101623.6667 | 6646.9 | [8 empty] | 92166.6667
44803.5417 | 1219 | 65 | 2022 | 733 | 1995 | 4082 | 5456 | 9538 | 58179.81 | 48641.81 | 6.0998 | 32656 | 43648 | 76304 | 900000 | 0 | 976304 | 101704.6667 | 18124.19 | [8 empty] | 92166.6667
44803.5833 | 1305 | 141 | 2158 | 625 | 1983 | 4282 | 5632 | 9914 | 59631.33 | 49717.33 | 6.0149 | 34256 | 45056 | 79312 | 900000 | 0 | 979312 | 102080.6667 | 19680.67 | [8 empty] | 92166.6667
44803.625 | 1153 | 304 | 2127 | 613 | 1883 | 4314 | 5294 | 9608 | 60113.17 | 50505.17 | 6.2566 | 34512 | 42352 | 76864 | 900000 | 0 | 976864 | 101774.6667 | 16750.83 | [8 empty] | 92166.6667
44803.6667 | 1402 | 521 | 2550 | 754 | 2105 | 5176 | 5080 | 10256 | 59999.51 | 49743.51 | 5.8502 | 41408 | 40640 | 82048 | 900000 | 0 | 982048 | 102422.6667 | 22048.49 | [8 empty] | 92166.6667
44803.7083 | 1489 | 524 | 3195 | 743 | 2708 | 6427 | 3932 | 10359 | 59567.35 | 49208.35 | 5.7503 | 51416 | 31456 | 82872 | 900000 | 0 | 982872 | 102525.6667 | 23304.65 | [8 empty] | 92166.6667
44803.75 | 1481 | 240 | 2984 | 811 | 2652 | 5876 | 2907 | 8783 | 58329.6 | 49546.6 | 6.6412 | 47008 | 23256 | 70264 | 900000 | 0 | 970264 | 100949.6667 | 11934.4 | [8 empty] | 92166.6667
44803.7917 | 1543 | 114 | 2679 | 629 | 2698 | 5492 | 1723 | 7215 | 56684.06 | 49469.06 | 7.8564 | 43936 | 13784 | 57720 | 900000 | 0 | 957720 | 99381.6667 | 1035.94 | [8 empty] | 92166.6667
44803.8333 | 1120 | 78 | 2042 | 694 | 2273 | 4392 | 569 | 4961 | 55392.43 | 50431.43 | 11.1656 | 35136 | 4552 | 39688 | 884295.57 | -15704.43 | 923983.57 | 97127.6667 | 0 | [8 empty] | 92166.6667
44803.875 | 1038 | 27 | 2074 | 760 | 1743 | 3844 | 18 | 3862 | 55335.91 | 51473.91 | 14.3283 | 30752 | 144 | 30896 | 859855.66 | -24439.91 | 890751.66 | 96028.6667 | 0 | [8 empty] | 92166.6667
44803.9167 | 948 | 35 | 1834 | 561 | 1242 | 3111 | 0 | 3111 | 53737.9 | 50626.9 | 17.2735 | 24888 | 0 | 24888 | 831005.76 | -28849.9 | 855893.76 | 95277.6667 | 0 | [8 empty] | 92166.6667
44803.9583 | 648 | 64 | 1480 | 496 | 1249 | 2794 | 0 | 2794 | 50918.3 | 48124.3 | 18.2242 | 22352 | 0 | 22352 | 802439.46 | -28566.3 | 824791.46 | 94960.6667 | 0 | [8 empty] | 92166.6667
44804 | 829 | 29 | 1721 | 350 | 775 | 2525 | 0 | 2525 | 47899.1 | 45374.1 | 18.9699 | 20200 | 0 | 20200 | 774740.36 | -27699.1 | 794940.36 | 94691.6667 | 0 | [8 empty] | 92166.6667
44804.0417 | 619 | 11 | 1821 | 133 | 429 | 2260 | 0 | 2260 | 45535.88 | 43275.88 | 20.1486 | 18080 | 0 | 18080 | 747284.48 | -27455.88 | 765364.48 | 94426.6667 | 0 | [8 empty] | 92166.6667
44804.0833 | 332 | 13 | 1460 | 56 | 344 | 1817 | 0 | 1817 | 43818.86 | 42001.86 | 24.116 | 14536 | 0 | 14536 | 718001.62 | -29282.86 | 732537.62 | 93983.6667 | 0 | [8 empty] | 92166.6667
44804.125 | 399 | 4 | 1247 | 35 | 493 | 1744 | 0 | 1744 | 42804 | 41060 | 24.5436 | 13952 | 0 | 13952 | 689149.62 | -28852 | 703101.62 | 93910.6667 | 0 | [8 empty] | 92166.6667
44804.1667 | 281 | 20 | 932 | 28 | 485 | 1437 | 0 | 1437 | 42202.2 | 40765.2 | 29.3683 | 11496 | 0 | 11496 | 658443.42 | -30706.2 | 669939.42 | 93603.6667 | 0 | [8 empty] | 92166.6667
44804.2083 | 171 | 15 | 690 | 21 | 369 | 1074 | 0 | 1074 | 42543.89 | 41469.89 | 39.6126 | 8592 | 0 | 8592 | 624491.53 | -33951.89 | 633083.53 | 93240.6667 | 0 | [8 empty] | 92166.6667
44804.25 | 79 | 4 | 575 | 53 | 383 | 962 | 0 | 962 | 43959.56 | 42997.56 | 45.696 | 7696 | 0 | 7696 | 588227.97 | -36263.56 | 595923.97 | 93128.6667 | 0 | [8 empty] | 92166.6667
44804.2917 | 60 | 8 | 502 | 180 | 533 | 1043 | 0 | 1043 | 46351.27 | 45308.27 | 44.4403 | 8344 | 0 | 8344 | 550220.7 | -38007.27 | 558564.7 | 93209.6667 | 0 | [8 empty] | 92166.6667
44804.3333 | 32 | 17 | 382 | 365 | 924 | 1323 | 224 | 1547 | 46977.64 | 45430.64 | 30.3669 | 10584 | 1792 | 12376 | 515619.06 | -34601.64 | 527995.06 | 93713.6667 | 0 | [8 empty] | 92166.6667
44804.375 | 19 | 23 | 201 | 349 | 1049 | 1273 | 1714 | 2987 | 48162.24 | 45175.24 | 16.124 | 10184 | 13712 | 23896 | 491352.82 | -24266.24 | 515248.82 | 95153.6667 | 0 | [8 empty] | 92166.6667
44804.4167 | 21 | 13 | 244 | 273 | 854 | 1111 | 3017 | 4128 | 50609.47 | 46481.47 | 12.26 | 8888 | 24136 | 33024 | 473767.35 | -17585.47 | 506791.35 | 96294.6667 | 0 | [8 empty] | 92166.6667
44804.4583 | 44 | 27 | 376 | 316 | 1309 | 1712 | 3849 | 5561 | 53772.41 | 48211.41 | 9.6696 | 13696 | 30792 | 44488 | 464482.94 | -9284.41 | 508970.94 | 97727.6667 | 0 | [8 empty] | 92166.6667
44804.5 | 251 | 57 | 531 | 387 | 1936 | 2524 | 4357 | 6881 | 57108.27 | 50227.27 | 8.2994 | 20192 | 34856 | 55048 | 462422.67 | -2060.27 | 517470.67 | 99047.6667 | 0 | [8 empty] | 92166.6667
44804.5417 | 472 | 70 | 752 | 399 | 2144 | 2966 | 4762 | 7728 | 59891.79 | 52163.79 | 7.75 | 23728 | 38096 | 61824 | 464354.88 | 1932.21 | 526178.88 | 99894.6667 | 0 | [8 empty] | 92166.6667
44804.5833 | 681 | 56 | 1024 | 619 | 2681 | 3760 | 5020 | 8780 | 62398.57 | 53618.57 | 7.1069 | 30080 | 40160 | 70240 | 472196.31 | 7841.43 | 542436.31 | 100946.6667 | 0 | [8 empty] | 92166.6667
44804.625 | 849 | 177 | 1224 | 532 | 1672 | 3074 | 5378 | 8452 | 64045.62 | 55593.62 | 7.5776 | 24592 | 43024 | 67616 | 475766.69 | 3570.38 | 543382.69 | 100618.6667 | 0 | [8 empty] | 92166.6667
44804.6667 | 1137 | 228 | 1715 | 757 | 1703 | 3646 | 4874 | 8520 | 64486.78 | 55966.78 | 7.5689 | 29168 | 38992 | 68160 | 479439.91 | 3673.22 | 547599.91 | 100686.6667 | 0 | [8 empty] | 92166.6667
44804.7083 | 1195 | 110 | 2330 | 613 | 1632 | 4072 | 3774 | 7846 | 63771.11 | 55925.11 | 8.1278 | 32576 | 30192 | 62768 | 478436.8 | -1003.11 | 541204.8 | 100012.6667 | 0 | [8 empty] | 92166.6667
44804.75 | 1314 | 194 | 2696 | 1026 | 1775 | 4665 | 2460 | 7125 | 62545.77 | 55420.77 | 8.7784 | 37320 | 19680 | 57000 | 472891.03 | -5545.77 | 529891.03 | 99291.6667 | 0 | [8 empty] | 92166.6667
44804.7917 | 1324 | 163 | 2917 | 876 | 1699 | 4779 | 1529 | 6308 | 60770.91 | 54462.91 | 9.6339 | 38232 | 12232 | 50464 | 462584.12 | -10306.91 | 513048.12 | 98474.6667 | 0 | [8 empty] | 92166.6667
44804.8333 | 1076 | 147 | 2620 | 468 | 1281 | 4048 | 349 | 4397 | 58999.32 | 54602.32 | 13.4181 | 32384 | 2792 | 35176 | 438760.8 | -23823.32 | 473936.8 | 96563.6667 | 0 | [8 empty] | 92166.6667
44804.875 | 810 | 161 | 2054 | 329 | 1110 | 3324 | 1 | 3325 | 57907.3 | 54582.3 | 17.4157 | 26592 | 8 | 26600 | 407453.5 | -31307.3 | 434053.5 | 95491.6667 | 0 | [8 empty] | 92166.6667
44804.9167 | 748 | 103 | 2041 | 194 | 1042 | 3187 | 0 | 3187 | 55599.33 | 52412.33 | 17.4457 | 25496 | 0 | 25496 | 377350.17 | -30103.33 | 402846.17 | 95353.6667 | 0 | [8 empty] | 92166.6667
44804.9583 | 753 | 124 | 1944 | 134 | 979 | 3047 | 0 | 3047 | 52100.43 | 49053.43 | 17.0989 | 24376 | 0 | 24376 | 349625.74 | -27724.43 | 374001.74 | 95213.6667 | 0 | [8 empty] | 92166.6667
44805 | 602 | 360 | 1702 | 41 | 1217 | 3279 | 0 | 3279 | 48721.71 | 45442.71 | 14.8587 | 26232 | 0 | 26232 | 327136.03 | -22489.71 | 353368.03 | 95445.6667 | 0 | [8 empty] | 92166.6667
44805.0417 | 557 | 295 | 1467 | 10 | 1921 | 3683 | 0 | 3683 | 45751.38 | 42068.38 | 12.4223 | 29464 | 0 | 29464 | 310848.65 | -16287.38 | 340312.65 | 95849.6667 | 0 | [8 empty] | 92166.6667
44805.0833 | 396 | 183 | 1018 | 67 | 1839 | 3040 | 0 | 3040 | 43895.07 | 40855.07 | 14.4392 | 24320 | 0 | 24320 | 291273.58 | -19575.07 | 315593.58 | 95206.6667 | 0 | [8 empty] | 92166.6667
44805.125 | 191 | 168 | 730 | 226 | 1458 | 2356 | 0 | 2356 | 42514.2 | 40158.2 | 18.0451 | 18848 | 0 | 18848 | 267607.38 | -23666.2 | 286455.38 | 94522.6667 | 0 | [8 empty] | 92166.6667
44805.1667 | 120 | 162 | 493 | 152 | 882 | 1537 | 0 | 1537 | 41804.35 | 40267.35 | 27.1987 | 12296 | 0 | 12296 | 238099.03 | -29508.35 | 250395.03 | 93703.6667 | 0 | [8 empty] | 92166.6667
44805.2083 | 28 | 89 | 251 | 117 | 461 | 800 | 0 | 800 | 41840.41 | 41040.41 | 52.3005 | 6400 | 0 | 6400 | 202658.62 | -35440.41 | 209058.62 | 92966.6667 | 0 | [8 empty] | 92166.6667
44805.25 | 19 | 55 | 197 | 33 | 281 | 533 | 0 | 533 | 42888.24 | 42355.24 | 80.4657 | 4264 | 0 | 4264 | 164034.38 | -38624.24 | 168298.38 | 92699.6667 | 0 | [8 empty] | 92166.6667
44805.2917 | 28 | 66 | 207 | 38 | 379 | 652 | 0 | 652 | 45125.33 | 44473.33 | 69.2106 | 5216 | 0 | 5216 | 124125.05 | -39909.33 | 129341.05 | 92818.6667 | 0 | [8 empty] | 92166.6667
44805.3333 | 49 | 86 | 224 | 36 | 383 | 694 | 257 | 951 | 46070.75 | 45119.75 | 48.4445 | 5552 | 2056 | 7608 | 85662.3 | -38462.75 | 93270.3 | 93117.6667 | 0 | [8 empty] | 92166.6667
44805.375 | 107 | 103 | 245 | 54 | 377 | 725 | 1597 | 2322 | 47598.64 | 45276.64 | 20.499 | 5800 | 12776 | 18576 | 56639.66 | -29022.64 | 75215.66 | 94488.6667 | 0 | [8 empty] | 92166.6667
44805.4167 | 40 | 163 | 189 | 76 | 710 | 1062 | 3087 | 4149 | 50235.76 | 46086.76 | 12.1079 | 8496 | 24696 | 33192 | 39595.9 | -17043.76 | 72787.9 | 96315.6667 | 0 | [8 empty] | 92166.6667
44805.4583 | 85 | 105 | 226 | 65 | 1061 | 1392 | 4011 | 5403 | 53617.43 | 48214.43 | 9.9236 | 11136 | 32088 | 43224 | 29202.47 | -10393.43 | 72426.47 | 97569.6667 | 0 | [8 empty] | 92166.6667
44805.5 | 182 | 79 | 327 | 110 | 1821 | 2226 | 4554 | 6780 | 56860.2 | 50080.2 | 8.3865 | 17808 | 36432 | 54240 | 26582.27 | -2620.2 | 80822.27 | 98946.6667 | 0 | [8 empty] | 92166.6667
44805.5417 | 466 | 97 | 641 | 177 | 2494 | 3231 | 4907 | 8138 | 59288.22 | 51150.22 | 7.2854 | 25848 | 39256 | 65104 | 32398.05 | 5815.78 | 97502.05 | 100304.6667 | 0 | [8 empty] | 92166.6667
44805.5833 | 778 | 110 | 968 | 268 | 2388 | 3466 | 4937 | 8403 | 61481.15 | 53078.15 | 7.3166 | 27728 | 39496 | 67224 | 38140.9 | 5742.85 | 105364.9 | 100569.6667 | 0 | [8 empty] | 92166.6667
44805.625 | 1025 | 92 | 1286 | 349 | 2241 | 3619 | 4745 | 8364 | 61950.15 | 53586.15 | 7.4068 | 28952 | 37960 | 66912 | 43102.75 | 4961.85 | 110014.75 | 100530.6667 | 0 | [8 empty] | 92166.6667
44805.6667 | 1261 | 116 | 1818 | 468 | 2326 | 4260 | 4141 | 8401 | 60975.86 | 52574.86 | 7.2582 | 34080 | 33128 | 67208 | 49334.89 | 6232.14 | 116542.89 | 100567.6667 | 0 | [8 empty] | 92166.6667
44805.7083 | 1488 | 135 | 2412 | 420 | 2689 | 5236 | 3832 | 9068 | 60234.89 | 51166.89 | 6.6426 | 41888 | 30656 | 72544 | 61644 | 12309.11 | 134188 | 101234.6667 | 0 | [8 empty] | 92166.6667
44805.75 | 1465 | 334 | 2539 | 492 | 3081 | 5953 | 2890 | 8843 | 60149.95 | 51306.95 | 6.802 | 47624 | 23120 | 70744 | 72238.05 | 10594.05 | 142982.05 | 101009.6667 | 0 | [8 empty] | 92166.6667
44805.7917 | 1354 | 285 | 2839 | 733 | 2485 | 5609 | 1711 | 7320 | 59153.95 | 51833.95 | 8.0811 | 44872 | 13688 | 58560 | 71644.1 | -593.95 | 130204.1 | 99486.6667 | 0 | [8 empty] | 92166.6667
44805.8333 | 1082 | 272 | 2679 | 1194 | 2470 | 5421 | 288 | 5709 | 57848.7 | 52139.7 | 10.1329 | 43368 | 2304 | 45672 | 59467.4 | -12176.7 | 105139.4 | 97875.6667 | 0 | [8 empty] | 92166.6667
44805.875 | 929 | 395 | 2402 | 1676 | 2957 | 5754 | 6 | 5760 | 57188.61 | 51428.61 | 9.9286 | 46032 | 48 | 46080 | 48358.79 | -11108.61 | 94438.79 | 97926.6667 | 0 | [8 empty] | 92166.6667
44805.9167 | 780 | 683 | 2092 | 2026 | 3937 | 6712 | 1 | 6713 | 55085.61 | 48372.61 | 8.2058 | 53696 | 8 | 53704 | 46977.18 | -1381.61 | 100681.18 | 98879.6667 | 0 | [8 empty] | 92166.6667
44805.9583 | 601 | 812 | 1783 | 1861 | 3786 | 6381 | 1 | 6382 | 51771.03 | 45389.03 | 8.112 | 51048 | 8 | 51056 | 46262.15 | -715.03 | 97318.15 | 98548.6667 | 0 | [8 empty] | 92166.6667
44806 | 537 | 812 | 1623 | 1700 | 3701 | 6136 | 1 | 6137 | 48318.81 | 42181.81 | 7.8734 | 49088 | 8 | 49096 | 47039.34 | 777.19 | 96135.34 | 98303.6667 | 0 | [8 empty] | 92166.6667
44806.0417 | 456 | 639 | 1447 | 1463 | 3846 | 5932 | 1 | 5933 | 45624.09 | 39691.09 | 7.6899 | 47456 | 8 | 47464 | 48879.25 | 1839.91 | 96343.25 | 98099.6667 | 0 | [8 empty] | 92166.6667
44806.0833 | 328 | 550 | 1181 | 1591 | 4523 | 6255 | 0 | 6255 | 43512.96 | 37257.96 | 6.9565 | 50040 | 0 | 50040 | 55406.29 | 6527.04 | 105446.29 | 98421.6667 | 0 | [8 empty] | 92166.6667
44806.125 | 239 | 592 | 985 | 1869 | 4630 | 6206 | 0 | 6206 | 42175.79 | 35969.79 | 6.796 | 49648 | 0 | 49648 | 62878.5 | 7472.21 | 112526.5 | 98372.6667 | 0 | [8 empty] | 92166.6667
44806.1667 | 99 | 670 | 772 | 1871 | 4596 | 6038 | 0 | 6038 | 41443.06 | 35405.06 | 6.8637 | 48304 | 0 | 48304 | 69739.44 | 6860.94 | 118043.44 | 98204.6667 | 0 | [8 empty] | 92166.6667
44806.2083 | 44 | 674 | 627 | 1712 | 4432 | 5733 | 0 | 5733 | 41439.14 | 35706.14 | 7.2282 | 45864 | 0 | 45864 | 74164.3 | 4424.86 | 120028.3 | 97899.6667 | 0 | [8 empty] | 92166.6667
44806.25 | 11 | 590 | 423 | 1722 | 4190 | 5202 | 0 | 5202 | 42901.43 | 37699.43 | 8.2471 | 41616 | 0 | 41616 | 72878.87 | -1285.43 | 114494.87 | 97368.6667 | 0 | [8 empty] | 92166.6667
44806.2917 | 18 | 542 | 339 | 1766 | 4064 | 4945 | 0 | 4945 | 44906.31 | 39961.31 | 9.0812 | 39560 | 0 | 39560 | 67532.56 | -5346.31 | 107092.56 | 97111.6667 | 0 | [8 empty] | 92166.6667
44806.3333 | 12 | 500 | 158 | 1599 | 3818 | 4477 | 202 | 4679 | 45691.18 | 41012.18 | 9.7652 | 35816 | 1616 | 37432 | 59273.38 | -8259.18 | 96705.38 | 96845.6667 | 0 | [8 empty] | 92166.6667
44806.375 | 5 | 336 | 72 | 1138 | 2768 | 3176 | 1978 | 5154 | 46945.25 | 41791.25 | 9.1085 | 25408 | 15824 | 41232 | 53560.13 | -5713.25 | 94792.13 | 97320.6667 | 0 | [8 empty] | 92166.6667
44806.4167 | 1 | 289 | 58 | 656 | 1767 | 2113 | 3731 | 5844 | 49414.6 | 43570.6 | 8.4556 | 16904 | 29848 | 46752 | 50897.53 | -2662.6 | 97649.53 | 98010.6667 | 0 | [8 empty] | 92166.6667
44806.4583 | 18 | 278 | 116 | 585 | 2078 | 2471 | 4646 | 7117 | 52366.34 | 45249.34 | 7.3579 | 19768 | 37168 | 56936 | 55467.19 | 4569.66 | 112403.19 | 99283.6667 | 0 | [8 empty] | 92166.6667
44806.5 | 144 | 230 | 259 | 589 | 2455 | 2943 | 5841 | 8784 | 55152.4 | 46368.4 | 6.2787 | 23544 | 46728 | 70272 | 70586.79 | 15119.6 | 140858.79 | 100950.6667 | 0 | [8 empty] | 92166.6667
44806.5417 | 482 | 166 | 664 | 444 | 1918 | 2748 | 7089 | 9837 | 57854.74 | 48017.74 | 5.8813 | 21984 | 56712 | 78696 | 91428.05 | 20841.26 | 170124.05 | 102003.6667 | 0 | [8 empty] | 92166.6667
44806.5833 | 1121 | 243 | 1510 | 253 | 1277 | 3030 | 7094 | 10124 | 60180.39 | 50056.39 | 5.9443 | 24240 | 56752 | 80992 | 112239.66 | 20811.61 | 193231.66 | 102290.6667 | 0 | [8 empty] | 92166.6667
44806.625 | 1354 | 424 | 1728 | 135 | 995 | 3147 | 6439 | 9586 | 61347.98 | 51761.98 | 6.3997 | 25176 | 51512 | 76688 | 127579.68 | 15340.02 | 204267.68 | 101752.6667 | 0 | [8 empty] | 92166.6667
44806.6667 | 1291 | 355 | 1968 | 64 | 1136 | 3459 | 5143 | 8602 | 61243.85 | 52641.85 | 7.1197 | 27672 | 41144 | 68816 | 135151.83 | 7572.15 | 203967.83 | 100768.6667 | 0 | [8 empty] | 92166.6667
44806.7083 | 1393 | 307 | 2537 | 33 | 1822 | 4666 | 4592 | 9258 | 61100.4 | 51842.4 | 6.5997 | 37328 | 36736 | 74064 | 148115.43 | 12963.6 | 222179.43 | 101424.6667 | 0 | [8 empty] | 92166.6667
44806.75 | 1520 | 151 | 3280 | 48 | 2625 | 6057 | 4462 | 10519 | 60992.79 | 50473.79 | 5.7983 | 48456 | 35696 | 84152 | 171274.64 | 23159.21 | 255426.64 | 102685.6667 | 0 | [8 empty] | 92166.6667
44806.7917 | 1715 | 157 | 3629 | 99 | 3511 | 7297 | 2748 | 10045 | 59726.25 | 49681.25 | 5.9459 | 58376 | 21984 | 80360 | 191908.39 | 20633.75 | 272268.39 | 102211.6667 | 0 | [8 empty] | 92166.6667
44806.8333 | 1529 | 136 | 3307 | 400 | 3712 | 7154 | 523 | 7677 | 57759.47 | 50082.47 | 7.5237 | 57232 | 4184 | 61416 | 195564.92 | 3656.53 | 256980.92 | 99843.6667 | 0 | [8 empty] | 92166.6667
44806.875 | 885 | 148 | 2267 | 886 | 4498 | 6913 | 5 | 6918 | 56370.25 | 49452.25 | 8.1483 | 55304 | 40 | 55344 | 194538.67 | -1026.25 | 249882.67 | 99084.6667 | 0 | [8 empty] | 92166.6667
44806.9167 | 822 | 261 | 2145 | 1286 | 4845 | 7252 | 0 | 7252 | 54317.34 | 47065.34 | 7.49 | 58016 | 0 | 58016 | 198237.33 | 3698.66 | 256253.33 | 99418.6667 | 0 | [8 empty] | 92166.6667
44806.9583 | 785 | 376 | 1979 | 1274 | 5010 | 7365 | 0 | 7365 | 51779.55 | 44414.55 | 7.0305 | 58920 | 0 | 58920 | 205377.78 | 7140.45 | 264297.78 | 99531.6667 | 0 | [8 empty] | 92166.6667
44807 | 638 | 563 | 1728 | 1207 | 5349 | 7641 | 0 | 7641 | 48831.78 | 41190.78 | 6.3908 | 61128 | 0 | 61128 | 217674 | 12296.22 | 278802 | 99807.6667 | 0 | [8 empty] | 92166.6667
44807.0417 | 373 | 625 | 1270 | 982 | 4455 | 6349 | 0 | 6349 | 46219.97 | 39870.97 | 7.2799 | 50792 | 0 | 50792 | 222246.03 | 4572.03 | 273038.03 | 98515.6667 | 0 | [8 empty] | 92166.6667
44807.0833 | 281 | 485 | 943 | 733 | 3510 | 4939 | 0 | 4939 | 44270.51 | 39331.51 | 8.9635 | 39512 | 0 | 39512 | 217487.52 | -4758.51 | 256999.52 | 97105.6667 | 0 | [8 empty] | 92166.6667
44807.125 | 190 | 399 | 724 | 1127 | 3317 | 4440 | 0 | 4440 | 42744.56 | 38304.56 | 9.6272 | 35520 | 0 | 35520 | 210262.96 | -7224.56 | 245782.96 | 96606.6667 | 0 | [8 empty] | 92166.6667
44807.1667 | 101 | 394 | 504 | 1075 | 2572 | 3470 | 0 | 3470 | 41806.59 | 38336.59 | 12.048 | 27760 | 0 | 27760 | 196216.37 | -14046.59 | 223976.37 | 95636.6667 | 0 | [8 empty] | 92166.6667
44807.2083 | 84 | 305 | 334 | 850 | 1777 | 2416 | 0 | 2416 | 41419.86 | 39003.86 | 17.144 | 19328 | 0 | 19328 | 174124.51 | -22091.86 | 193452.51 | 94582.6667 | 0 | [8 empty] | 92166.6667
44807.25 | 128 | 203 | 336 | 938 | 1539 | 2078 | 0 | 2078 | 41223.95 | 39145.95 | 19.8383 | 16624 | 0 | 16624 | 149524.56 | -24599.95 | 166148.56 | 94244.6667 | 0 | [8 empty] | 92166.6667
44807.2917 | 282 | 122 | 445 | 989 | 1556 | 2123 | 0 | 2123 | 41542.87 | 39419.87 | 19.568 | 16984 | 0 | 16984 | 124965.69 | -24558.87 | 141949.69 | 94289.6667 | 0 | [8 empty] | 92166.6667
44807.3333 | 339 | 90 | 494 | 684 | 1389 | 1973 | 239 | 2212 | 42002.4 | 39790.4 | 18.9884 | 15784 | 1912 | 17696 | 100659.29 | -24306.4 | 118355.29 | 94378.6667 | 0 | [8 empty] | 92166.6667
44807.375 | 236 | 89 | 341 | 1306 | 1806 | 2236 | 2390 | 4626 | 44343.68 | 39717.68 | 9.5858 | 17888 | 19120 | 37008 | 93323.61 | -7335.68 | 130331.61 | 96792.6667 | 0 | [8 empty] | 92166.6667
44807.4167 | 49 | 52 | 78 | 1411 | 1604 | 1733 | 4899 | 6632 | 47424.94 | 40792.94 | 7.1509 | 13864 | 39192 | 53056 | 98954.67 | 5631.06 | 152010.67 | 98798.6667 | 0 | [8 empty] | 92166.6667
44807.4583 | 257 | 57 | 313 | 1398 | 1558 | 1928 | 6324 | 8252 | 51173.69 | 42921.69 | 6.2014 | 15424 | 50592 | 66016 | 113796.98 | 14842.31 | 179812.98 | 100418.6667 | 0 | [8 empty] | 92166.6667
44807.5 | 209 | 78 | 373 | 1286 | 1622 | 2072 | 7857 | 9929 | 54690.14 | 44761.14 | 5.5081 | 16576 | 62856 | 79432 | 138538.84 | 24741.86 | 217970.84 | 102095.6667 | 0 | [8 empty] | 92166.6667
44807.5417 | 481 | 92 | 847 | 863 | 1248 | 2187 | 7820 | 10007 | 57385.32 | 47378.32 | 5.7345 | 17496 | 62560 | 80056 | 161209.52 | 22670.68 | 241265.52 | 102173.6667 | 0 | [8 empty] | 92166.6667
44807.5833 | 670 | 182 | 1180 | 594 | 1475 | 2836 | 7750 | 10586 | 59419.2 | 48833.2 | 5.613 | 22688 | 62000 | 84688 | 186478.32 | 25268.8 | 271166.32 | 102752.6667 | 0 | [8 empty] | 92166.6667
44807.625 | 757 | 93 | 1221 | 651 | 2157 | 3471 | 7406 | 10877 | 60242.42 | 49365.42 | 5.5385 | 27768 | 59248 | 87016 | 213251.9 | 26773.58 | 300267.9 | 103043.6667 | 0 | [8 empty] | 92166.6667
44807.6667 | 648 | 63 | 1130 | 573 | 2621 | 3814 | 6874 | 10688 | 60453.59 | 49765.59 | 5.6562 | 30512 | 54992 | 85504 | 238302.31 | 25050.41 | 323806.31 | 102854.6667 | 0 | [8 empty] | 92166.6667
44807.7083 | 752 | 84 | 1456 | 416 | 2482 | 4022 | 6210 | 10232 | 59955.37 | 49723.37 | 5.8596 | 32176 | 49680 | 81856 | 260202.94 | 21900.63 | 342058.94 | 102398.6667 | 0 | [8 empty] | 92166.6667
44807.75 | 822 | 117 | 1718 | 370 | 2428 | 4264 | 5080 | 9344 | 58229.32 | 48885.32 | 6.2317 | 34112 | 40640 | 74752 | 276725.62 | 16522.68 | 351477.62 | 101510.6667 | 0 | [8 empty] | 92166.6667
44807.7917 | 727 | 85 | 1216 | 614 | 2905 | 4205 | 3255 | 7460 | 55935.96 | 48475.96 | 7.4981 | 33640 | 26040 | 59680 | 280469.66 | 3744.04 | 340149.66 | 99626.6667 | 0 | [8 empty] | 92166.6667
44807.8333 | 431 | 84 | 879 | 403 | 1969 | 2933 | 805 | 3738 | 54145.91 | 50407.91 | 14.4853 | 23464 | 6440 | 29904 | 256227.75 | -24241.91 | 286131.75 | 95904.6667 | 0 | [8 empty] | 92166.6667
44807.875 | 314 | 134 | 840 | 386 | 1645 | 2620 | 2 | 2622 | 52866.75 | 50244.75 | 20.1628 | 20960 | 16 | 20976 | 224337 | -31890.75 | 245313 | 94788.6667 | 0 | [8 empty] | 92166.6667
44807.9167 | 383 | 345 | 1073 | 330 | 1869 | 3287 | 0 | 3287 | 51095.81 | 47808.81 | 15.5448 | 26296 | 0 | 26296 | 199537.19 | -24799.81 | 225833.19 | 95453.6667 | 0 | [8 empty] | 92166.6667
44807.9583 | 423 | 466 | 1018 | 437 | 2114 | 3598 | 0 | 3598 | 48733.6 | 45135.6 | 13.5446 | 28784 | 0 | 28784 | 179587.59 | -19949.6 | 208371.59 | 95764.6667 | 0 | [8 empty] | 92166.6667
44808 | 372 | 357 | 932 | 506 | 2180 | 3469 | 0 | 3469 | 46143.86 | 42674.86 | 13.3018 | 27752 | 0 | 27752 | 161195.73 | -18391.86 | 188947.73 | 95635.6667 | 0 | [8 empty] | 92166.6667
44808.0417 | 243 | 456 | 948 | 464 | 2311 | 3714 | 0 | 3714 | 43707.97 | 39993.97 | 11.7684 | 29712 | 0 | 29712 | 147199.76 | -13995.97 | 176911.76 | 95880.6667 | 0 | [8 empty] | 92166.6667
44808.0833 | 320 | 541 | 914 | 444 | 2700 | 4155 | 0 | 4155 | 41907.95 | 37752.95 | 10.0861 | 33240 | 0 | 33240 | 138531.81 | -8667.95 | 171771.81 | 96321.6667 | 0 | [8 empty] | 92166.6667
44808.125 | 894 | 690 | 1317 | 418 | 2875 | 4882 | 0 | 4882 | 40463.26 | 35581.26 | 8.2883 | 39056 | 0 | 39056 | 137124.55 | -1407.26 | 176180.55 | 97048.6667 | 0 | [8 empty] | 92166.6667
44808.1667 | 568 | 755 | 852 | 465 | 2737 | 4344 | 0 | 4344 | 39442.58 | 35098.58 | 9.0798 | 34752 | 0 | 34752 | 132433.97 | -4690.58 | 167185.97 | 96510.6667 | 0 | [8 empty] | 92166.6667
44808.2083 | 237 | 713 | 507 | 453 | 2030 | 3250 | 0 | 3250 | 38888.95 | 35638.95 | 11.9658 | 26000 | 0 | 26000 | 119545.02 | -12888.95 | 145545.02 | 95416.6667 | 0 | [8 empty] | 92166.6667
44808.25 | 318 | 716 | 661 | 421 | 1585 | 2962 | 0 | 2962 | 38836.5 | 35874.5 | 13.1116 | 23696 | 0 | 23696 | 104404.52 | -15140.5 | 128100.52 | 95128.6667 | 0 | [8 empty] | 92166.6667
44808.2917 | 152 | 737 | 622 | 518 | 1637 | 2996 | 0 | 2996 | 38981.86 | 35985.86 | 13.0113 | 23968 | 0 | 23968 | 89390.66 | -15013.86 | 113358.66 | 95162.6667 | 0 | [8 empty] | 92166.6667
44808.3333 | 47 | 609 | 619 | 579 | 1652 | 2879 | 306 | 3185 | 39244.68 | 36059.68 | 12.3217 | 23032 | 2448 | 25480 | 75625.98 | -13764.68 | 101105.98 | 95351.6667 | 0 | [8 empty] | 92166.6667
44808.375 | 14 | 399 | 287 | 514 | 1375 | 2061 | 3782 | 5843 | 40989.31 | 35146.31 | 7.0151 | 16488 | 30256 | 46744 | 81380.67 | 5754.69 | 128124.67 | 98009.6667 | 0 | [8 empty] | 92166.6667
44808.4167 | 7 | 162 | 204 | 264 | 607 | 973 | 7077 | 8050 | 43892.64 | 35842.64 | 5.4525 | 7784 | 56616 | 64400 | 101888.03 | 20507.36 | 166288.03 | 100216.6667 | 0 | [8 empty] | 92166.6667
44808.4583 | 1 | 89 | 56 | 208 | 452 | 597 | 8055 | 8652 | 46950.37 | 38298.37 | 5.4265 | 4776 | 64440 | 69216 | 124153.66 | 22265.63 | 193369.66 | 100818.6667 | 0 | [8 empty] | 92166.6667
44808.5 | 53 | 43 | 85 | 191 | 435 | 563 | 8410 | 8973 | 50139.15 | 41166.15 | 5.5878 | 4504 | 67280 | 71784 | 145798.51 | 21644.85 | 217582.51 | 101139.6667 | 0 | [8 empty] | 92166.6667
44808.5417 | 346 | 185 | 393 | 100 | 354 | 932 | 7991 | 8923 | 53475.61 | 44552.61 | 5.993 | 7456 | 63928 | 71384 | 163706.9 | 17908.39 | 235090.9 | 101089.6667 | 0 | [8 empty] | 92166.6667
44808.5833 | 633 | 223 | 666 | 29 | 306 | 1196 | 7763 | 8959 | 56055.85 | 47096.85 | 6.2569 | 9568 | 62104 | 71672 | 179323.05 | 15616.15 | 250995.05 | 101125.6667 | 0 | [8 empty] | 92166.6667
44808.625 | 705 | 148 | 903 | 12 | 278 | 1328 | 7405 | 8733 | 57233.61 | 48500.61 | 6.5537 | 10624 | 59240 | 69864 | 191953.44 | 12630.39 | 261817.44 | 100899.6667 | 0 | [8 empty] | 92166.6667
44808.6667 | 786 | 171 | 1215 | 27 | 821 | 2207 | 7320 | 9527 | 55649.48 | 46122.48 | 5.8412 | 17656 | 58560 | 76216 | 212519.96 | 20566.52 | 288735.96 | 101693.6667 | 0 | [8 empty] | 92166.6667
44808.7083 | 942 | 265 | 1584 | 51 | 931 | 2780 | 6452 | 9232 | 54455.05 | 45223.05 | 5.8985 | 22240 | 51616 | 73856 | 231920.91 | 19400.95 | 305776.91 | 101398.6667 | 0 | [8 empty] | 92166.6667
44808.75 | 1403 | 547 | 2415 | 97 | 1029 | 3991 | 5885 | 9876 | 53723.74 | 43847.74 | 5.4398 | 31928 | 47080 | 79008 | 257205.17 | 25284.26 | 336213.17 | 102042.6667 | 0 | [8 empty] | 92166.6667
44808.7917 | 1463 | 1019 | 2798 | 213 | 1745 | 5563 | 4279 | 9842 | 52450.07 | 42608.07 | 5.3292 | 44504 | 34232 | 78736 | 283491.1 | 26285.93 | 362227.1 | 102008.6667 | 0 | [8 empty] | 92166.6667
44808.8333 | 1069 | 1043 | 2682 | 417 | 2208 | 5933 | 1090 | 7023 | 51308.79 | 44285.79 | 7.3058 | 47464 | 8720 | 56184 | 288366.31 | 4875.21 | 344550.31 | 99189.6667 | 0 | [8 empty] | 92166.6667
44808.875 | 672 | 814 | 1986 | 548 | 3678 | 6478 | 4 | 6482 | 50485.25 | 44003.25 | 7.7885 | 51824 | 32 | 51856 | 289737.06 | 1370.75 | 341593.06 | 98648.6667 | 0 | [8 empty] | 92166.6667
44808.9167 | 364 | 898 | 1017 | 635 | 4011 | 5926 | 0 | 5926 | 48780.46 | 42854.46 | 8.2316 | 47408 | 0 | 47408 | 288364.6 | -1372.46 | 335772.6 | 98092.6667 | 0 | [8 empty] | 92166.6667
44808.9583 | 178 | 1009 | 549 | 778 | 4872 | 6430 | 0 | 6430 | 46624.58 | 40194.58 | 7.2511 | 51440 | 0 | 51440 | 293180.02 | 4815.42 | 344620.02 | 98596.6667 | 0 | [8 empty] | 92166.6667
44809 | 74 | 959 | 442 | 1103 | 6675 | 8077 | 0 | 8077 | 44125.79 | 36048.79 | 5.4631 | 64616 | 0 | 64616 | 313670.23 | 20490.21 | 378286.23 | 100243.6667 | 0 | [8 empty] | 92166.6667
44809.0417 | 38 | 1137 | 528 | 1150 | 7372 | 9037 | 0 | 9037 | 41851.7 | 32814.7 | 4.6311 | 72296 | 0 | 72296 | 344114.53 | 30444.3 | 416410.53 | 101203.6667 | 0 | [8 empty] | 92166.6667
44809.0833 | 17 | 933 | 504 | 1104 | 7280 | 8717 | 0 | 8717 | 40049.6 | 31332.6 | 4.5944 | 69736 | 0 | 69736 | 373800.93 | 29686.4 | 443536.93 | 100883.6667 | 0 | [8 empty] | 92166.6667
44809.125 | 13 | 821 | 538 | 962 | 7105 | 8463 | 0 | 8463 | 38757.28 | 30294.28 | 4.5796 | 67704 | 0 | 67704 | 402747.65 | 28946.72 | 470451.65 | 100629.6667 | 0 | [8 empty] | 92166.6667
44809.1667 | 17 | 850 | 462 | 960 | 6667 | 7979 | 0 | 7979 | 37982.01 | 30003.01 | 4.7602 | 63832 | 0 | 63832 | 428597.64 | 25849.99 | 492429.64 | 100145.6667 | 0 | [8 empty] | 92166.6667
44809.2083 | 10 | 906 | 398 | 784 | 5973 | 7277 | 0 | 7277 | 37808.91 | 30531.91 | 5.1957 | 58216 | 0 | 58216 | 449004.73 | 20407.09 | 507220.73 | 99443.6667 | 0 | [8 empty] | 92166.6667
44809.25 | 41 | 796 | 395 | 690 | 5415 | 6606 | 0 | 6606 | 38308.22 | 31702.22 | 5.799 | 52848 | 0 | 52848 | 463544.51 | 14539.78 | 516392.51 | 98772.6667 | 0 | [8 empty] | 92166.6667
44809.2917 | 234 | 606 | 481 | 663 | 4771 | 5858 | 0 | 5858 | 38539.11 | 32681.11 | 6.5789 | 46864 | 0 | 46864 | 471869.4 | 8324.89 | 518733.4 | 98024.6667 | 0 | [8 empty] | 92166.6667
44809.3333 | 623 | 347 | 834 | 607 | 3651 | 4832 | 292 | 5124 | 38539.37 | 33415.37 | 7.5213 | 38656 | 2336 | 40992 | 474322.03 | 2452.63 | 515314.03 | 97290.6667 | 0 | [8 empty] | 92166.6667
44809.375 | 668 | 136 | 830 | 570 | 2782 | 3748 | 3782 | 7530 | 40106.78 | 32576.78 | 5.3263 | 29984 | 30256 | 60240 | 494455.25 | 20133.22 | 554695.25 | 99696.6667 | 0 | [8 empty] | 92166.6667
44809.4167 | 196 | 74 | 379 | 344 | 1379 | 1832 | 7229 | 9061 | 43078.35 | 34017.35 | 4.7543 | 14656 | 57832 | 72488 | 523864.9 | 29409.65 | 596352.9 | 101227.6667 | 0 | [8 empty] | 92166.6667
44809.4583 | 363 | 74 | 568 | 443 | 1180 | 1822 | 8353 | 10175 | 46486.02 | 36311.02 | 4.5687 | 14576 | 66824 | 81400 | 558778.88 | 34913.98 | 640178.88 | 102341.6667 | 0 | [8 empty] | 92166.6667
44809.5 | 263 | 75 | 424 | 401 | 1108 | 1607 | 8685 | 10292 | 50014.22 | 39722.22 | 4.8595 | 12856 | 69480 | 82336 | 591100.66 | 32321.78 | 673436.66 | 102458.6667 | 0 | [8 empty] | 92166.6667
44809.5417 | 233 | 70 | 418 | 304 | 770 | 1258 | 8691 | 9949 | 53678.47 | 43729.47 | 5.3954 | 10064 | 69528 | 79592 | 617014.19 | 25913.53 | 696606.19 | 102115.6667 | 0 | [8 empty] | 92166.6667
44809.5833 | 350 | 85 | 646 | 231 | 558 | 1288 | 8689 | 9977 | 56952.59 | 46975.59 | 5.7084 | 10304 | 69512 | 79816 | 639877.6 | 22863.41 | 719693.6 | 102143.6667 | 0 | [8 empty] | 92166.6667
44809.625 | 377 | 206 | 693 | 190 | 608 | 1506 | 8365 | 9871 | 59632.97 | 49761.97 | 6.0412 | 12048 | 66920 | 78968 | 659212.63 | 19335.03 | 738180.63 | 102037.6667 | 0 | [8 empty] | 92166.6667
44809.6667 | 314 | 282 | 981 | 166 | 1343 | 2605 | 7990 | 10595 | 61584.34 | 50989.34 | 5.8126 | 20840 | 63920 | 84760 | 682388.29 | 23175.66 | 767148.29 | 102761.6667 | 0 | [8 empty] | 92166.6667
44809.7083 | 236 | 463 | 1074 | 199 | 2345 | 3881 | 7055 | 10936 | 62748.25 | 51812.25 | 5.7378 | 31048 | 56440 | 87488 | 707128.04 | 24739.75 | 794616.04 | 103102.6667 | 0 | [8 empty] | 92166.6667
44809.75 | 375 | 283 | 1113 | 276 | 2901 | 4298 | 6972 | 11270 | 62889.84 | 51619.84 | 5.5803 | 34384 | 55776 | 90160 | 734398.2 | 27270.16 | 824558.2 | 103436.6667 | 0 | [8 empty] | 92166.6667
44809.7917 | 508 | 211 | 1107 | 398 | 3696 | 5014 | 5063 | 10077 | 61692.81 | 51615.81 | 6.1221 | 40112 | 40504 | 80616 | 753321.39 | 18923.19 | 833937.39 | 102243.6667 | 0 | [8 empty] | 92166.6667
44809.8333 | 370 | 184 | 915 | 655 | 4094 | 5193 | 1199 | 6392 | 59263.82 | 52871.82 | 9.2716 | 41544 | 9592 | 51136 | 745193.57 | -8127.82 | 796329.57 | 98558.6667 | 0 | [8 empty] | 92166.6667
44809.875 | 527 | 202 | 1193 | 1134 | 4707 | 6103 | 3 | 6106 | 57558.21 | 51452.21 | 9.4265 | 48824 | 24 | 48848 | 736483.36 | -8710.21 | 785331.36 | 98272.6667 | 0 | [8 empty] | 92166.6667
44809.9167 | 430 | 293 | 1101 | 1890 | 5485 | 6879 | 0 | 6879 | 54908.32 | 48029.32 | 7.982 | 55032 | 0 | 55032 | 736607.04 | 123.68 | 791639.04 | 99045.6667 | 0 | [8 empty] | 92166.6667
44809.9583 | 244 | 581 | 844 | 2488 | 6453 | 7879 | 0 | 7879 | 50986.78 | 43107.78 | 6.4712 | 63032 | 0 | 63032 | 748652.26 | 12045.22 | 811684.26 | 100045.6667 | 0 | [8 empty] | 92166.6667
44810 | 239 | 790 | 833 | 2341 | 6670 | 8293 | 0 | 8293 | 47193.49 | 38900.49 | 5.6908 | 66344 | 0 | 66344 | 767802.77 | 19150.51 | 834146.77 | 100459.6667 | 0 | [8 empty] | 92166.6667
44810.0417 | 181 | 874 | 777 | 1883 | 6633 | 8283 | 0 | 8283 | 44160.37 | 35877.37 | 5.3314 | 66264 | 0 | 66264 | 789906.4 | 22103.63 | 856170.4 | 100449.6667 | 0 | [8 empty] | 92166.6667
44810.0833 | 78 | 890 | 570 | 1640 | 6226 | 7686 | 0 | 7686 | 42143.59 | 34457.59 | 5.4832 | 61488 | 0 | 61488 | 809250.81 | 19344.41 | 870738.81 | 99852.6667 | 0 | [8 empty] | 92166.6667
44810.125 | 35 | 888 | 416 | 1305 | 6585 | 7889 | 0 | 7889 | 40778.59 | 32889.59 | 5.169 | 63112 | 0 | 63112 | 831584.22 | 22333.41 | 894696.22 | 100055.6667 | 0 | [8 empty] | 92166.6667
44810.1667 | 74 | 796 | 388 | 851 | 5951 | 7134 | 0 | 7134 | 40114.49 | 32980.49 | 5.623 | 57072 | 0 | 57072 | 848541.73 | 16957.51 | 905613.73 | 99300.6667 | 0 | [8 empty] | 92166.6667
44810.2083 | 81 | 871 | 346 | 602 | 5274 | 6492 | 0 | 6492 | 40255.71 | 33763.71 | 6.2008 | 51936 | 0 | 51936 | 860222.02 | 11680.29 | 912158.02 | 98658.6667 | 0 | [8 empty] | 92166.6667
44810.25 | 70 | 839 | 271 | 526 | 4612 | 5722 | 0 | 5722 | 41697.03 | 35975.03 | 7.2871 | 45776 | 0 | 45776 | 864300.99 | 4078.97 | 910076.99 | 97888.6667 | 0 | [8 empty] | 92166.6667
44810.2917 | 49 | 720 | 208 | 616 | 4459 | 5387 | 0 | 5387 | 43838.32 | 38451.32 | 8.1378 | 43096 | 0 | 43096 | 863558.67 | -742.32 | 906654.67 | 97553.6667 | 0 | [8 empty] | 92166.6667
44810.3333 | 48 | 635 | 227 | 628 | 3849 | 4711 | 340 | 5051 | 44785.19 | 39734.19 | 8.8666 | 37688 | 2720 | 40408 | 859181.48 | -4377.19 | 899589.48 | 97217.6667 | 0 | [8 empty] | 92166.6667
44810.375 | 16 | 459 | 150 | 423 | 2760 | 3369 | 4332 | 7701 | 46362.85 | 38661.85 | 6.0204 | 26952 | 34656 | 61608 | 874426.63 | 15245.15 | 936034.63 | 99867.6667 | 0 | [8 empty] | 92166.6667
44810.4167 | 3 | 273 | 85 | 190 | 1584 | 1942 | 7774 | 9716 | 49127.4 | 39411.4 | 5.0563 | 15536 | 62192 | 77728 | 900000 | 25573.37 | 977728 | 101882.6667 | 3027.23 | [8 empty] | 92166.6667
44810.4583 | 27 | 198 | 66 | 257 | 1378 | 1642 | 8310 | 9952 | 52317.9 | 42365.9 | 5.257 | 13136 | 66480 | 79616 | 900000 | 0 | 979616 | 102118.6667 | 27298.1 | [8 empty] | 92166.6667
44810.5 | 90 | 113 | 114 | 237 | 1085 | 1313 | 8575 | 9888 | 55790.69 | 45902.69 | 5.6423 | 10504 | 68600 | 79104 | 900000 | 0 | 979104 | 102054.6667 | 23313.31 | [8 empty] | 92166.6667
44810.5417 | 106 | 74 | 127 | 218 | 784 | 985 | 8915 | 9900 | 59571.69 | 49671.69 | 6.0173 | 7880 | 71320 | 79200 | 900000 | 0 | 979200 | 102066.6667 | 19628.31 | [8 empty] | 92166.6667
44810.5833 | 224 | 60 | 242 | 169 | 625 | 928 | 8877 | 9805 | 62808.89 | 53003.89 | 6.4058 | 7424 | 71016 | 78440 | 900000 | 0 | 978440 | 101971.6667 | 15631.11 | [8 empty] | 92166.6667
44810.625 | 754 | 95 | 839 | 148 | 632 | 1567 | 8539 | 10106 | 65079.85 | 54973.85 | 6.4397 | 12536 | 68312 | 80848 | 900000 | 0 | 980848 | 102272.6667 | 15768.15 | [8 empty] | 92166.6667
44810.6667 | 1051 | 129 | 1211 | 135 | 815 | 2156 | 8185 | 10341 | 66172.47 | 55831.47 | 6.399 | 17248 | 65480 | 82728 | 900000 | 0 | 982728 | 102507.6667 | 16555.53 | [8 empty] | 92166.6667
44810.7083 | 990 | 227 | 1391 | 80 | 960 | 2579 | 8065 | 10644 | 66750.93 | 56106.93 | 6.2712 | 20632 | 64520 | 85152 | 900000 | 0 | 985152 | 102810.6667 | 18401.07 | [8 empty] | 92166.6667
44810.75 | 647 | 237 | 1625 | 62 | 1407 | 3268 | 7319 | 10587 | 66561.28 | 55974.28 | 6.2871 | 26144 | 58552 | 84696 | 900000 | 0 | 984696 | 102753.6667 | 18134.72 | [8 empty] | 92166.6667
44810.7917 | 400 | 387 | 1317 | 133 | 1972 | 3676 | 4823 | 8499 | 65237.88 | 56738.88 | 7.6759 | 29408 | 38584 | 67992 | 900000 | 0 | 967992 | 100665.6667 | 2754.12 | [8 empty] | 92166.6667
44810.8333 | 337 | 383 | 846 | 354 | 2527 | 3756 | 1049 | 4805 | 62453.42 | 57648.42 | 12.9976 | 30048 | 8392 | 38440 | 875986.58 | -24013.42 | 914426.58 | 96971.6667 | 0 | [8 empty] | 92166.6667
44810.875 | 274 | 295 | 724 | 584 | 3374 | 4393 | 2 | 4395 | 60987.91 | 56592.91 | 13.8767 | 35144 | 16 | 35160 | 850158.67 | -25827.91 | 885318.67 | 96561.6667 | 0 | [8 empty] | 92166.6667
44810.9167 | 202 | 266 | 700 | 734 | 4498 | 5464 | 0 | 5464 | 58261.88 | 52797.88 | 10.6629 | 43712 | 0 | 43712 | 835608.79 | -14549.88 | 879320.79 | 97630.6667 | 0 | [8 empty] | 92166.6667
44810.9583 | 122 | 398 | 768 | 1060 | 5589 | 6754 | 0 | 6754 | 54271.82 | 47517.82 | 8.0355 | 54032 | 0 | 54032 | 835368.97 | -239.82 | 889400.97 | 98920.6667 | 0 | [8 empty] | 92166.6667
44811 | 115 | 595 | 578 | 1318 | 5301 | 6475 | 0 | 6475 | 50108.55 | 43633.55 | 7.7388 | 51800 | 0 | 51800 | 837060.42 | 1691.45 | 888860.42 | 98641.6667 | 0 | [8 empty] | 92166.6667
44811.0417 | 21 | 708 | 324 | 1276 | 4823 | 5855 | 0 | 5855 | 46730.36 | 40875.36 | 7.9813 | 46840 | 0 | 46840 | 837170.06 | 109.64 | 884010.06 | 98021.6667 | 0 | [8 empty] | 92166.6667
44811.0833 | 27 | 740 | 178 | 1082 | 4462 | 5381 | 0 | 5381 | 44470.2 | 39089.2 | 8.2643 | 43048 | 0 | 43048 | 835747.86 | -1422.2 | 878795.86 | 97547.6667 | 0 | [8 empty] | 92166.6667
44811.125 | 22 | 750 | 117 | 886 | 3336 | 4203 | 0 | 4203 | 42963.79 | 38760.79 | 10.2222 | 33624 | 0 | 33624 | 826408.07 | -9339.79 | 860032.07 | 96369.6667 | 0 | [8 empty] | 92166.6667
44811.1667 | 12 | 654 | 108 | 679 | 2478 | 3240 | 0 | 3240 | 42070.79 | 38830.79 | 12.9848 | 25920 | 0 | 25920 | 810257.28 | -16150.79 | 836177.28 | 95406.6667 | 0 | [8 empty] | 92166.6667
44811.2083 | 12 | 559 | 90 | 521 | 2157 | 2806 | 0 | 2806 | 41895.37 | 39089.37 | 14.9306 | 22448 | 0 | 22448 | 790809.91 | -19447.37 | 813257.91 | 94972.6667 | 0 | [8 empty] | 92166.6667
44811.25 | 7 | 473 | 55 | 450 | 1996 | 2524 | 0 | 2524 | 43084.1 | 40560.1 | 17.0698 | 20192 | 0 | 20192 | 767917.81 | -22892.1 | 788109.81 | 94690.6667 | 0 | [8 empty] | 92166.6667
44811.2917 | 15 | 432 | 112 | 337 | 2015 | 2560 | 0 | 2560 | 45009.25 | 42449.25 | 17.5817 | 20480 | 0 | 20480 | 743388.56 | -24529.25 | 763868.56 | 94726.6667 | 0 | [8 empty] | 92166.6667
44811.3333 | 61 | 322 | 247 | 239 | 2202 | 2770 | 325 | 3095 | 45626.36 | 42531.36 | 14.742 | 22160 | 2600 | 24760 | 722522.2 | -20866.36 | 747282.2 | 95261.6667 | 0 | [8 empty] | 92166.6667
44811.375 | 29 | 212 | 225 | 147 | 2055 | 2492 | 3872 | 6364 | 46931.05 | 40567.05 | 7.3745 | 19936 | 30976 | 50912 | 726503.15 | 3980.95 | 777415.15 | 98530.6667 | 0 | [8 empty] | 92166.6667
44811.4167 | 9 | 118 | 159 | 40 | 1131 | 1408 | 7670 | 9078 | 49788.01 | 40710.01 | 5.4845 | 11264 | 61360 | 72624 | 749339.14 | 22835.99 | 821963.14 | 101244.6667 | 0 | [8 empty] | 92166.6667
44811.4583 | 1 | 129 | 207 | 29 | 1520 | 1855 | 8818 | 10673 | 53482.52 | 42809.52 | 5.011 | 14840 | 70544 | 85384 | 781240.62 | 31901.48 | 866624.62 | 102839.6667 | 0 | [8 empty] | 92166.6667
44811.5 | 3 | 217 | 353 | 93 | 3658 | 4227 | 9321 | 13548 | 57677.45 | 44129.45 | 4.2573 | 33816 | 74568 | 108384 | 831947.17 | 50706.55 | 940331.17 | 105714.6667 | 0 | [8 empty] | 92166.6667
44811.5417 | 3 | 294 | 284 | 176 | 4972 | 5550 | 9163 | 14713 | 61743.73 | 47030.73 | 4.1965 | 44400 | 73304 | 117704 | 887907.44 | 55960.27 | 1005611.44 | 106879.6667 | 0 | [8 empty] | 92166.6667
44811.5833 | 76 | 261 | 351 | 291 | 5180 | 5793 | 9038 | 14831 | 65086.33 | 50255.33 | 4.3885 | 46344 | 72304 | 118648 | 900000 | 12092.56 | 1018648 | 106997.6667 | 41469.11 | [8 empty] | 92166.6667
44811.625 | 436 | 199 | 662 | 336 | 5146 | 6006 | 9143 | 15149 | 66683.56 | 51534.56 | 4.4018 | 48048 | 73144 | 121192 | 900000 | 0 | 1021192 | 107315.6667 | 54508.44 | [8 empty] | 92166.6667
44811.6667 | 734 | 213 | 968 | 363 | 5166 | 6347 | 8710 | 15057 | 66988.81 | 51931.81 | 4.449 | 50776 | 69680 | 120456 | 900000 | 0 | 1020456 | 107223.6667 | 53467.19 | [8 empty] | 92166.6667
44811.7083 | 683 | 316 | 976 | 316 | 5115 | 6407 | 8253 | 14660 | 66590.61 | 51930.61 | 4.5423 | 51256 | 66024 | 117280 | 900000 | 0 | 1017280 | 106826.6667 | 50689.39 | [8 empty] | 92166.6667
44811.75 | 569 | 434 | 954 | 246 | 4949 | 6337 | 7035 | 13372 | 65299.65 | 51927.65 | 4.8833 | 50696 | 56280 | 106976 | 900000 | 0 | 1006976 | 105538.6667 | 41676.35 | [8 empty] | 92166.6667
44811.7917 | 534 | 421 | 865 | 270 | 4572 | 5858 | 3916 | 9774 | 63822.36 | 54048.36 | 6.5298 | 46864 | 31328 | 78192 | 900000 | 0 | 978192 | 101940.6667 | 14369.64 | [8 empty] | 92166.6667
44811.8333 | 396 | 426 | 700 | 426 | 3998 | 5124 | 605 | 5729 | 61340.98 | 55611.98 | 10.7071 | 40992 | 4840 | 45832 | 884491.02 | -15508.98 | 930323.02 | 97895.6667 | 0 | [8 empty] | 92166.6667
44811.875 | 273 | 493 | 590 | 793 | 4344 | 5427 | 0 | 5427 | 59477.1 | 54050.1 | 10.9595 | 43416 | 0 | 43416 | 868429.92 | -16061.1 | 911845.92 | 97593.6667 | 0 | [8 empty] | 92166.6667
44811.9167 | 197 | 505 | 753 | 1124 | 5271 | 6529 | 0 | 6529 | 56561.38 | 50032.38 | 8.6631 | 52232 | 0 | 52232 | 864100.54 | -4329.38 | 916332.54 | 98695.6667 | 0 | [8 empty] | 92166.6667
44811.9583 | 133 | 548 | 974 | 1381 | 5974 | 7496 | 0 | 7496 | 52514.63 | 45018.63 | 7.0057 | 59968 | 0 | 59968 | 871553.91 | 7453.37 | 931521.91 | 99662.6667 | 0 | [8 empty] | 92166.6667
44812 | 49 | 476 | 905 | 1381 | 5705 | 7086 | 0 | 7086 | 48605.84 | 41519.84 | 6.8594 | 56688 | 0 | 56688 | 879636.07 | 8082.16 | 936324.07 | 99252.6667 | 0 | [8 empty] | 92166.6667
44812.0417 | 53 | 319 | 743 | 1226 | 4665 | 5727 | 0 | 5727 | 45585.95 | 39858.95 | 7.9598 | 45816 | 0 | 45816 | 879866.12 | 230.05 | 925682.12 | 97893.6667 | 0 | [8 empty] | 92166.6667
44812.0833 | 19 | 216 | 566 | 1120 | 3703 | 4485 | 0 | 4485 | 43374.41 | 38889.41 | 9.671 | 35880 | 0 | 35880 | 872371.71 | -7494.41 | 908251.71 | 96651.6667 | 0 | [8 empty] | 92166.6667
44812.125 | 43 | 148 | 549 | 1003 | 2755 | 3452 | 0 | 3452 | 41874.61 | 38422.61 | 12.1305 | 27616 | 0 | 27616 | 858113.1 | -14258.61 | 885729.1 | 95618.6667 | 0 | [8 empty] | 92166.6667
44812.1667 | 79 | 122 | 459 | 900 | 2132 | 2713 | 0 | 2713 | 41036.69 | 38323.69 | 15.1259 | 21704 | 0 | 21704 | 838780.41 | -19332.69 | 860484.41 | 94879.6667 | 0 | [8 empty] | 92166.6667
44812.2083 | 64 | 74 | 348 | 821 | 1659 | 2082 | 0 | 2082 | 40969.56 | 38887.56 | 19.678 | 16656 | 0 | 16656 | 814466.85 | -24313.56 | 831122.85 | 94248.6667 | 0 | [8 empty] | 92166.6667
44812.25 | 71 | 60 | 230 | 740 | 1338 | 1628 | 0 | 1628 | 42276.36 | 40648.36 | 25.9683 | 13024 | 0 | 13024 | 785214.49 | -29252.36 | 798238.49 | 93794.6667 | 0 | [8 empty] | 92166.6667
44812.2917 | 48 | 82 | 121 | 700 | 1370 | 1572 | 0 | 1572 | 44437.89 | 42865.89 | 28.2684 | 12576 | 0 | 12576 | 753352.6 | -31861.89 | 765928.6 | 93738.6667 | 0 | [8 empty] | 92166.6667
44812.3333 | 53 | 96 | 106 | 791 | 1413 | 1615 | 341 | 1956 | 45127.35 | 43171.35 | 23.0712 | 12920 | 2728 | 15648 | 723873.25 | -29479.35 | 739521.25 | 94122.6667 | 0 | [8 empty] | 92166.6667
44812.375 | 38 | 132 | 94 | 788 | 1165 | 1391 | 4319 | 5710 | 46261.04 | 40551.04 | 8.1018 | 11128 | 34552 | 45680 | 723292.21 | -581.04 | 768972.21 | 97876.6667 | 0 | [8 empty] | 92166.6667
44812.4167 | 5 | 97 | 27 | 513 | 563 | 688 | 8668 | 9356 | 48800.85 | 39444.85 | 5.216 | 5504 | 69344 | 74848 | 749339.36 | 26047.15 | 824187.36 | 101522.6667 | 0 | [8 empty] | 92166.6667
44812.4583 | 0 | 117 | 53 | 558 | 645 | 815 | 9549 | 10364 | 52478.1 | 42114.1 | 5.0635 | 6520 | 76392 | 82912 | 779773.26 | 30433.9 | 862685.26 | 102530.6667 | 0 | [8 empty] | 92166.6667
44812.5 | 2 | 109 | 155 | 424 | 1045 | 1309 | 9633 | 10942 | 56316.34 | 45374.34 | 5.1468 | 10472 | 77064 | 87536 | 810992.92 | 31219.66 | 898528.92 | 103108.6667 | 0 | [8 empty] | 92166.6667
44812.5417 | 12 | 169 | 192 | 261 | 1006 | 1367 | 9245 | 10612 | 59879.08 | 49267.08 | 5.6426 | 10936 | 73960 | 84896 | 836009.84 | 25016.92 | 920905.84 | 102778.6667 | 0 | [8 empty] | 92166.6667
44812.5833 | 15 | 125 | 125 | 160 | 835 | 1085 | 9140 | 10225 | 62835.66 | 52610.66 | 6.1453 | 8680 | 73120 | 81800 | 854974.18 | 18964.34 | 936774.18 | 102391.6667 | 0 | [8 empty] | 92166.6667
44812.625 | 8 | 128 | 65 | 181 | 753 | 947 | 9193 | 10140 | 64463.87 | 54323.87 | 6.3574 | 7576 | 73544 | 81120 | 871630.31 | 16656.13 | 952750.31 | 102306.6667 | 0 | [8 empty] | 92166.6667
44812.6667 | 21 | 120 | 50 | 223 | 712 | 881 | 9247 | 10128 | 65462.46 | 55334.46 | 6.4635 | 7048 | 73976 | 81024 | 887191.85 | 15561.54 | 968215.85 | 102294.6667 | 0 | [8 empty] | 92166.6667
44812.7083 | 70 | 108 | 352 | 286 | 628 | 1088 | 8686 | 9774 | 65852.86 | 56078.86 | 6.7376 | 8704 | 69488 | 78192 | 899530.99 | 12339.14 | 977722.99 | 101940.6667 | 0 | [8 empty] | 92166.6667
44812.75 | 399 | 109 | 758 | 414 | 642 | 1509 | 7472 | 8981 | 65691.98 | 56710.98 | 7.3146 | 12072 | 59776 | 71848 | 900000 | 469.01 | 971848 | 101147.6667 | 5687.01 | [8 empty] | 92166.6667
44812.7917 | 836 | 140 | 1055 | 775 | 1002 | 2197 | 4612 | 6809 | 64078.36 | 57269.36 | 9.4108 | 17576 | 36896 | 54472 | 890393.64 | -9606.36 | 944865.64 | 98975.6667 | 0 | [8 empty] | 92166.6667
44812.8333 | 870 | 165 | 1298 | 1331 | 1694 | 3157 | 682 | 3839 | 61691.39 | 57852.39 | 16.0697 | 25256 | 5456 | 30712 | 859414.25 | -30979.39 | 890126.25 | 96005.6667 | 0 | [8 empty] | 92166.6667
44812.875 | 969 | 325 | 1471 | 1930 | 2608 | 4404 | 43 | 4447 | 59755.3 | 55308.3 | 13.4372 | 35232 | 344 | 35576 | 835234.95 | -24179.3 | 870810.95 | 96613.6667 | 0 | [8 empty] | 92166.6667
44812.9167 | 842 | 547 | 1258 | 2342 | 3630 | 5435 | 43 | 5478 | 56723.93 | 51245.93 | 10.3549 | 43480 | 344 | 43824 | 822335.02 | -12899.93 | 866159.02 | 97644.6667 | 0 | [8 empty] | 92166.6667
44812.9583 | 700 | 872 | 1391 | 2675 | 4892 | 7155 | 5 | 7160 | 52832.88 | 45672.88 | 7.3789 | 57240 | 40 | 57280 | 826782.14 | 4447.12 | 884062.14 | 99326.6667 | 0 | [8 empty] | 92166.6667
44813 | 555 | 1159 | 1791 | 2754 | 6112 | 9062 | 0 | 9062 | 48657.9 | 39595.9 | 5.3694 | 72496 | 0 | 72496 | 850620.24 | 23838.1 | 923116.24 | 101228.6667 | 0 | [8 empty] | 92166.6667
44813.0417 | 433 | 1334 | 1828 | 2783 | 6966 | 10128 | 0 | 10128 | 45397.72 | 35269.72 | 4.4824 | 81024 | 0 | 81024 | 886246.52 | 35626.28 | 967270.52 | 102294.6667 | 0 | [8 empty] | 92166.6667
44813.0833 | 301 | 1379 | 1907 | 2861 | 7501 | 10787 | 0 | 10787 | 42966.99 | 32179.99 | 3.9832 | 86296 | 0 | 86296 | 900000 | 13753.48 | 986296 | 102953.6667 | 29575.53 | [8 empty] | 92166.6667
44813.125 | 217 | 1249 | 1847 | 2833 | 7988 | 11083 | 0 | 11083 | 41286.18 | 30203.18 | 3.7252 | 88664 | 0 | 88664 | 900000 | 0 | 988664 | 103249.6667 | 47377.82 | [8 empty] | 92166.6667
44813.1667 | 202 | 1123 | 1633 | 2703 | 8326 | 11082 | 0 | 11082 | 40383.1 | 29301.1 | 3.644 | 88656 | 0 | 88656 | 900000 | 0 | 988656 | 103248.6667 | 48272.9 | [8 empty] | 92166.6667
44813.2083 | 112 | 1042 | 1388 | 2690 | 7941 | 10371 | 0 | 10371 | 40205.09 | 29834.09 | 3.8767 | 82968 | 0 | 82968 | 900000 | 0 | 982968 | 102537.6667 | 42762.91 | [8 empty] | 92166.6667
44813.25 | 37 | 965 | 1158 | 2315 | 6922 | 9045 | 0 | 9045 | 41496.89 | 32451.89 | 4.5878 | 72360 | 0 | 72360 | 900000 | 0 | 972360 | 101211.6667 | 30863.11 | [8 empty] | 92166.6667
44813.2917 | 2 | 808 | 859 | 1945 | 5994 | 7660 | 0 | 7660 | 43618.62 | 35958.62 | 5.6943 | 61280 | 0 | 61280 | 900000 | 0 | 961280 | 99826.6667 | 17661.38 | [8 empty] | 92166.6667
44813.3333 | 2 | 674 | 585 | 1668 | 5644 | 6902 | 383 | 7285 | 44533.98 | 37248.98 | 6.1131 | 55216 | 3064 | 58280 | 900000 | 0 | 958280 | 99451.6667 | 13746.02 | [8 empty] | 92166.6667
44813.375 | 2 | 433 | 291 | 1354 | 4279 | 5003 | 4068 | 9071 | 45944.44 | 36873.44 | 5.065 | 40024 | 32544 | 72568 | 900000 | 0 | 972568 | 101237.6667 | 26623.56 | [8 empty] | 92166.6667
44813.4167 | 7 | 188 | 136 | 860 | 2314 | 2638 | 7526 | 10164 | 48761.65 | 38597.65 | 4.7975 | 21104 | 60208 | 81312 | 900000 | 0 | 981312 | 102330.6667 | 32550.35 | [8 empty] | 92166.6667
44813.4583 | 10 | 148 | 127 | 797 | 2057 | 2333 | 8764 | 11097 | 52466.82 | 41369.82 | 4.728 | 18664 | 70112 | 88776 | 900000 | 0 | 988776 | 103263.6667 | 36309.18 | [8 empty] | 92166.6667
44813.5 | 1 | 79 | 110 | 630 | 1642 | 1830 | 9508 | 11338 | 55832.54 | 44494.54 | 4.9244 | 14640 | 76064 | 90704 | 900000 | 0 | 990704 | 103504.6667 | 34871.46 | [8 empty] | 92166.6667
44813.5417 | 2 | 46 | 93 | 482 | 1202 | 1340 | 9389 | 10729 | 59337.34 | 48608.34 | 5.5306 | 10720 | 75112 | 85832 | 900000 | 0 | 985832 | 102895.6667 | 26494.66 | [8 empty] | 92166.6667
44813.5833 | 5 | 62 | 71 | 524 | 1173 | 1306 | 9488 | 10794 | 61955.26 | 51161.26 | 5.7398 | 10448 | 75904 | 86352 | 900000 | 0 | 986352 | 102960.6667 | 24396.74 | [8 empty] | 92166.6667
44813.625 | 229 | 95 | 289 | 587 | 1260 | 1644 | 9284 | 10928 | 63999.65 | 53071.65 | 5.8565 | 13152 | 74272 | 87424 | 900000 | 0 | 987424 | 103094.6667 | 23424.35 | [8 empty] | 92166.6667
44813.6667 | 1044 | 115 | 1170 | 696 | 1506 | 2791 | 9054 | 11845 | 65346.54 | 53501.54 | 5.5168 | 22328 | 72432 | 94760 | 900000 | 0 | 994760 | 104011.6667 | 29413.46 | [8 empty] | 92166.6667
44813.7083 | 1581 | 130 | 1721 | 874 | 1830 | 3681 | 8806 | 12487 | 66018.87 | 53531.87 | 5.287 | 29448 | 70448 | 99896 | 900000 | 0 | 999896 | 104653.6667 | 33877.13 | [8 empty] | 92166.6667
44813.75 | 924 | 155 | 1299 | 911 | 2062 | 3516 | 7992 | 11508 | 65305.7 | 53797.7 | 5.6748 | 28128 | 63936 | 92064 | 900000 | 0 | 992064 | 103674.6667 | 26758.3 | [8 empty] | 92166.6667
44813.7917 | 739 | 215 | 1421 | 966 | 2583 | 4220 | 5090 | 9310 | 63127.18 | 53817.18 | 6.7806 | 33760 | 40720 | 74480 | 900000 | 0 | 974480 | 101476.6667 | 11352.82 | [8 empty] | 92166.6667
44813.8333 | 855 | 353 | 1679 | 1191 | 3746 | 5778 | 879 | 6657 | 59986.82 | 53329.82 | 9.0111 | 46224 | 7032 | 53256 | 893269.18 | -6730.82 | 946525.18 | 98823.6667 | 0 | [8 empty] | 92166.6667
44813.875 | 865 | 872 | 2225 | 1733 | 5847 | 8944 | 0 | 8944 | 57662 | 48718 | 6.447 | 71552 | 0 | 71552 | 900000 | 6730.82 | 971552 | 101110.6667 | 7159.18 | [8 empty] | 92166.6667
44813.9167 | 859 | 1364 | 2633 | 2351 | 8152 | 12149 | 0 | 12149 | 55000.36 | 42851.36 | 4.5272 | 97192 | 0 | 97192 | 900000 | 0 | 997192 | 104315.6667 | 42191.64 | [8 empty] | 92166.6667
44813.9583 | 910 | 1487 | 2930 | 2865 | 10403 | 14820 | 0 | 14820 | 52140.83 | 37320.83 | 3.5183 | 118560 | 0 | 118560 | 900000 | 0 | 1018560 | 106986.6667 | 66419.17 | [8 empty] | 92166.6667
44814 | 827 | 1513 | 2933 | 3146 | 11740 | 16186 | 0 | 16186 | 48861.77 | 32675.77 | 3.0188 | 129488 | 0 | 129488 | 900000 | 0 | 1029488 | 108352.6667 | 80626.23 | [8 empty] | 92166.6667
44814.0417 | 650 | 1435 | 2681 | 3116 | 11807 | 15923 | 0 | 15923 | 45814.02 | 29891.02 | 2.8772 | 127384 | 0 | 127384 | 900000 | 0 | 1027384 | 108089.6667 | 81569.98 | [8 empty] | 92166.6667
44814.0833 | 456 | 1290 | 2311 | 2804 | 11105 | 14706 | 0 | 14706 | 43390.07 | 28684.07 | 2.9505 | 117648 | 0 | 117648 | 900000 | 0 | 1017648 | 106872.6667 | 74257.93 | [8 empty] | 92166.6667
44814.125 | 319 | 1144 | 1939 | 2469 | 9764 | 12846 | 0 | 12846 | 41460.37 | 28614.37 | 3.2275 | 102768 | 0 | 102768 | 900000 | 0 | 1002768 | 105012.6667 | 61307.63 | [8 empty] | 92166.6667
44814.1667 | 180 | 1036 | 1623 | 1889 | 8411 | 11070 | 0 | 11070 | 40176.17 | 29106.17 | 3.6293 | 88560 | 0 | 88560 | 900000 | 0 | 988560 | 103236.6667 | 48383.83 | [8 empty] | 92166.6667
44814.2083 | 87 | 856 | 1307 | 1268 | 7003 | 9167 | 0 | 9167 | 39419.92 | 30252.92 | 4.3002 | 73336 | 0 | 73336 | 900000 | 0 | 973336 | 101333.6667 | 33916.08 | [8 empty] | 92166.6667
44814.25 | 42 | 622 | 1193 | 1198 | 6242 | 8057 | 0 | 8057 | 39334.21 | 31277.21 | 4.882 | 64456 | 0 | 64456 | 900000 | 0 | 964456 | 100223.6667 | 25121.79 | [8 empty] | 92166.6667
44814.2917 | 33 | 432 | 998 | 1214 | 5282 | 6712 | 0 | 6712 | 39670.82 | 32958.82 | 5.9104 | 53696 | 0 | 53696 | 900000 | 0 | 953696 | 98878.6667 | 14025.18 | [8 empty] | 92166.6667
44814.3333 | 22 | 310 | 787 | 1365 | 4528 | 5626 | 329 | 5955 | 40246.58 | 34291.58 | 6.7585 | 45008 | 2632 | 47640 | 900000 | 0 | 947640 | 98121.6667 | 7393.42 | [8 empty] | 92166.6667
44814.375 | 11 | 137 | 533 | 1270 | 3393 | 4063 | 4251 | 8314 | 42379.99 | 34065.99 | 5.0974 | 32504 | 34008 | 66512 | 900000 | 0 | 966512 | 100480.6667 | 24132.01 | [8 empty] | 92166.6667
44814.4167 | 0 | 16 | 309 | 963 | 2465 | 2790 | 8084 | 10874 | 45906.74 | 35032.74 | 4.2217 | 22320 | 64672 | 86992 | 900000 | 0 | 986992 | 103040.6667 | 41085.26 | [8 empty] | 92166.6667
44814.4583 | 4 | 7 | 358 | 850 | 2464 | 2829 | 9379 | 12208 | 50169.25 | 37961.25 | 4.1095 | 22632 | 75032 | 97664 | 900000 | 0 | 997664 | 104374.6667 | 47494.75 | [8 empty] | 92166.6667
44814.5 | 0 | 22 | 224 | 769 | 2032 | 2278 | 9783 | 12061 | 54008.05 | 41947.05 | 4.4779 | 18224 | 78264 | 96488 | 900000 | 0 | 996488 | 104227.6667 | 42479.95 | [8 empty] | 92166.6667
44814.5417 | 3 | 55 | 203 | 624 | 1547 | 1805 | 9433 | 11238 | 57409.59 | 46171.59 | 5.1085 | 14440 | 75464 | 89904 | 900000 | 0 | 989904 | 103404.6667 | 32494.41 | [8 empty] | 92166.6667
44814.5833 | 34 | 112 | 281 | 543 | 1581 | 1973 | 8975 | 10948 | 60076.21 | 49128.21 | 5.4874 | 15784 | 71800 | 87584 | 900000 | 0 | 987584 | 103114.6667 | 27507.79 | [8 empty] | 92166.6667
44814.625 | 122 | 96 | 320 | 769 | 1998 | 2413 | 8898 | 11311 | 62155.01 | 50844.01 | 5.4951 | 19304 | 71184 | 90488 | 900000 | 0 | 990488 | 103477.6667 | 28332.99 | [8 empty] | 92166.6667
44814.6667 | 469 | 128 | 712 | 1326 | 2785 | 3626 | 8974 | 12600 | 63865.83 | 51265.83 | 5.0687 | 29008 | 71792 | 100800 | 900000 | 0 | 1000800 | 104766.6667 | 36934.17 | [8 empty] | 92166.6667
44814.7083 | 849 | 154 | 1180 | 2085 | 3566 | 4899 | 8709 | 13608 | 64734.29 | 51126.29 | 4.7571 | 39192 | 69672 | 108864 | 900000 | 0 | 1008864 | 105774.6667 | 44129.71 | [8 empty] | 92166.6667
44814.75 | 1021 | 165 | 1486 | 2256 | 4139 | 5790 | 7710 | 13500 | 64440.98 | 50940.98 | 4.7734 | 46320 | 61680 | 108000 | 900000 | 0 | 1008000 | 105666.6667 | 43559.02 | [8 empty] | 92166.6667
44814.7917 | 1255 | 226 | 1990 | 2874 | 5616 | 7831 | 4724 | 12555 | 62770.57 | 50215.57 | 4.9996 | 62648 | 37792 | 100440 | 900000 | 0 | 1000440 | 104721.6667 | 37669.43 | [8 empty] | 92166.6667
44814.8333 | 1190 | 359 | 2464 | 3264 | 7130 | 9953 | 733 | 10686 | 60241.34 | 49555.34 | 5.6374 | 79624 | 5864 | 85488 | 900000 | 0 | 985488 | 102852.6667 | 25246.66 | [8 empty] | 92166.6667
44814.875 | 1006 | 569 | 2922 | 3464 | 8549 | 12040 | 0 | 12040 | 58001.17 | 45961.17 | 4.8174 | 96320 | 0 | 96320 | 900000 | 0 | 996320 | 104206.6667 | 38318.83 | [8 empty] | 92166.6667
44814.9167 | 895 | 747 | 2950 | 3389 | 10248 | 13944 | 0 | 13944 | 55030.28 | 41086.28 | 3.9465 | 111552 | 0 | 111552 | 900000 | 0 | 1011552 | 106110.6667 | 56521.72 | [8 empty] | 92166.6667
44814.9583 | 858 | 734 | 2733 | 3221 | 11031 | 14498 | 0 | 14498 | 51968.78 | 37470.78 | 3.5845 | 115984 | 0 | 115984 | 900000 | 0 | 1015984 | 106664.6667 | 64015.22 | [8 empty] | 92166.6667
44815 | 677 | 747 | 2449 | 3267 | 11641 | 14837 | 0 | 14837 | 48896.79 | 34059.79 | 3.2956 | 118696 | 0 | 118696 | 900000 | 0 | 1018696 | 107003.6667 | 69799.21 | [8 empty] | 92166.6667
44815.0417 | 441 | 667 | 1997 | 3187 | 11519 | 14183 | 0 | 14183 | 46108 | 31925 | 3.2509 | 113464 | 0 | 113464 | 900000 | 0 | 1013464 | 106349.6667 | 67356 | [8 empty] | 92166.6667
44815.0833 | 231 | 517 | 1554 | 2820 | 10741 | 12811 | 0 | 12811 | 43968.98 | 31157.98 | 3.4321 | 102488 | 0 | 102488 | 900000 | 0 | 1002488 | 104977.6667 | 58519.02 | [8 empty] | 92166.6667
44815.125 | 128 | 642 | 1445 | 2316 | 10350 | 12438 | 0 | 12438 | 42167.56 | 29729.56 | 3.3902 | 99504 | 0 | 99504 | 900000 | 0 | 999504 | 104604.6667 | 57336.44 | [8 empty] | 92166.6667
44815.1667 | 46 | 657 | 1190 | 1991 | 10057 | 11905 | 0 | 11905 | 40907.95 | 29002.95 | 3.4362 | 95240 | 0 | 95240 | 900000 | 0 | 995240 | 104071.6667 | 54332.05 | [8 empty] | 92166.6667
44815.2083 | 3 | 662 | 903 | 1444 | 9745 | 11310 | 0 | 11310 | 39820.91 | 28510.91 | 3.5209 | 90480 | 0 | 90480 | 900000 | 0 | 990480 | 103476.6667 | 50659.09 | [8 empty] | 92166.6667
44815.25 | 0 | 838 | 837 | 1296 | 9341 | 11016 | 0 | 11016 | 39625.28 | 28609.28 | 3.5971 | 88128 | 0 | 88128 | 900000 | 0 | 988128 | 103182.6667 | 48502.72 | [8 empty] | 92166.6667
44815.2917 | 1 | 1087 | 704 | 1460 | 9141 | 10932 | 0 | 10932 | 39331.75 | 28399.75 | 3.5979 | 87456 | 0 | 87456 | 900000 | 0 | 987456 | 103098.6667 | 48124.25 | [8 empty] | 92166.6667
44815.3333 | 6 | 1426 | 627 | 1458 | 9520 | 11573 | 247 | 11820 | 39381.13 | 27561.13 | 3.3317 | 92584 | 1976 | 94560 | 900000 | 0 | 994560 | 103986.6667 | 55178.87 | [8 empty] | 92166.6667
44815.375 | 19 | 1332 | 628 | 1291 | 9968 | 11929 | 2273 | 14202 | 41181.28 | 26979.28 | 2.8997 | 95432 | 18184 | 113616 | 900000 | 0 | 1013616 | 106368.6667 | 72434.72 | [8 empty] | 92166.6667
44815.4167 | 4 | 1183 | 674 | 803 | 9819 | 11676 | 4336 | 16012 | 44470.45 | 28458.45 | 2.7773 | 93408 | 34688 | 128096 | 900000 | 0 | 1028096 | 108178.6667 | 83625.55 | [8 empty] | 92166.6667
44815.4583 | 13 | 840 | 680 | 493 | 7847 | 9367 | 5971 | 15338 | 47766.1 | 32428.1 | 3.1142 | 74936 | 47768 | 122704 | 900000 | 0 | 1022704 | 107504.6667 | 74937.9 | [8 empty] | 92166.6667
44815.5 | 54 | 882 | 584 | 465 | 5693 | 7159 | 7074 | 14233 | 51128.99 | 36895.99 | 3.5923 | 57272 | 56592 | 113864 | 900000 | 0 | 1013864 | 106399.6667 | 62735.01 | [8 empty] | 92166.6667
44815.5417 | 153 | 699 | 506 | 240 | 3575 | 4780 | 8108 | 12888 | 54270.32 | 41382.32 | 4.2109 | 38240 | 64864 | 103104 | 900000 | 0 | 1003104 | 105054.6667 | 48833.68 | [8 empty] | 92166.6667
44815.5833 | 330 | 542 | 639 | 86 | 2205 | 3386 | 8486 | 11872 | 56983.25 | 45111.25 | 4.7998 | 27088 | 67888 | 94976 | 900000 | 0 | 994976 | 104038.6667 | 37992.75 | [8 empty] | 92166.6667
44815.625 | 539 | 501 | 970 | 16 | 1322 | 2792 | 8553 | 11345 | 59171.32 | 47826.32 | 5.2156 | 22336 | 68424 | 90760 | 900000 | 0 | 990760 | 103511.6667 | 31588.68 | [8 empty] | 92166.6667
44815.6667 | 800 | 502 | 1269 | 34 | 818 | 2590 | 8830 | 11420 | 61048.67 | 49628.67 | 5.3458 | 20720 | 70640 | 91360 | 900000 | 0 | 991360 | 103586.6667 | 30311.33 | [8 empty] | 92166.6667
44815.7083 | 938 | 411 | 1339 | 37 | 548 | 2298 | 8003 | 10301 | 61911.69 | 51610.69 | 6.0103 | 18384 | 64024 | 82408 | 900000 | 0 | 982408 | 102467.6667 | 20496.31 | [8 empty] | 92166.6667
44815.75 | 1019 | 310 | 1464 | 31 | 488 | 2262 | 6989 | 9251 | 61916.37 | 52665.37 | 6.6929 | 18096 | 55912 | 74008 | 900000 | 0 | 974008 | 101417.6667 | 12091.63 | [8 empty] | 92166.6667
44815.7917 | 851 | 216 | 1337 | 29 | 447 | 2000 | 4363 | 6363 | 60453.18 | 54090.18 | 9.5007 | 16000 | 34904 | 50904 | 890450.82 | -9549.18 | 941354.82 | 98529.6667 | 0 | [8 empty] | 92166.6667
44815.8333 | 626 | 151 | 1218 | 97 | 485 | 1853 | 638 | 2491 | 57957.63 | 55466.63 | 23.2668 | 14824 | 5104 | 19928 | 852421.19 | -38029.63 | 872349.19 | 94657.6667 | 0 | [8 empty] | 92166.6667
44815.875 | 539 | 191 | 1394 | 395 | 980 | 2565 | 0 | 2565 | 56709.15 | 54144.15 | 22.1088 | 20520 | 0 | 20520 | 816232.04 | -36189.15 | 836752.04 | 94731.6667 | 0 | [8 empty] | 92166.6667
44815.9167 | 453 | 263 | 1548 | 726 | 1583 | 3394 | 0 | 3394 | 54088.18 | 50694.18 | 15.9364 | 27152 | 0 | 27152 | 789295.86 | -26936.18 | 816447.86 | 95560.6667 | 0 | [8 empty] | 92166.6667
44815.9583 | 280 | 223 | 1229 | 868 | 1709 | 3162 | 0 | 3162 | 50375.03 | 47213.03 | 15.9314 | 25296 | 0 | 25296 | 764216.83 | -25079.03 | 789512.83 | 95328.6667 | 0 | [8 empty] | 92166.6667
44816 | 80 | 261 | 893 | 988 | 1800 | 2955 | 0 | 2955 | 46609.8 | 43654.8 | 15.7732 | 23640 | 0 | 23640 | 741247.03 | -22969.8 | 764887.03 | 95121.6667 | 0 | [8 empty] | 92166.6667
44816.0417 | 7 | 318 | 755 | 1076 | 2139 | 3213 | 0 | 3213 | 43439.85 | 40226.85 | 13.52 | 25704 | 0 | 25704 | 723511.18 | -17735.85 | 749215.18 | 95379.6667 | 0 | [8 empty] | 92166.6667
44816.0833 | 3 | 313 | 606 | 1075 | 2487 | 3406 | 0 | 3406 | 41188.49 | 37782.49 | 12.0929 | 27248 | 0 | 27248 | 709570.69 | -13940.49 | 736818.69 | 95572.6667 | 0 | [8 empty] | 92166.6667
44816.125 | 10 | 340 | 429 | 1130 | 2805 | 3574 | 0 | 3574 | 39821.59 | 36247.59 | 11.142 | 28592 | 0 | 28592 | 698341.1 | -11229.59 | 726933.1 | 95740.6667 | 0 | [8 empty] | 92166.6667
44816.1667 | 33 | 334 | 382 | 1362 | 3269 | 3985 | 0 | 3985 | 39001.72 | 35016.72 | 9.7871 | 31880 | 0 | 31880 | 691219.38 | -7121.72 | 723099.38 | 96151.6667 | 0 | [8 empty] | 92166.6667
44816.2083 | 69 | 324 | 321 | 1551 | 3539 | 4184 | 0 | 4184 | 39145.58 | 34961.58 | 9.356 | 33472 | 0 | 33472 | 685545.8 | -5673.58 | 719017.8 | 96350.6667 | 0 | [8 empty] | 92166.6667
44816.25 | 84 | 281 | 257 | 1589 | 3473 | 4011 | 0 | 4011 | 40410.9 | 36399.9 | 10.075 | 32088 | 0 | 32088 | 677222.9 | -8322.9 | 709310.9 | 96177.6667 | 0 | [8 empty] | 92166.6667
44816.2917 | 137 | 237 | 334 | 1660 | 3677 | 4249 | 0 | 4249 | 42547.25 | 38298.25 | 10.0135 | 33992 | 0 | 33992 | 668667.65 | -8555.25 | 702659.65 | 96415.6667 | 0 | [8 empty] | 92166.6667
44816.3333 | 159 | 197 | 432 | 1623 | 3642 | 4270 | 302 | 4572 | 43124.82 | 38552.82 | 9.4324 | 34160 | 2416 | 36576 | 662118.83 | -6548.82 | 698694.83 | 96738.6667 | 0 | [8 empty] | 92166.6667
44816.375 | 202 | 173 | 480 | 1305 | 2989 | 3642 | 3524 | 7166 | 44254.95 | 37088.95 | 6.1757 | 29136 | 28192 | 57328 | 675191.88 | 13073.05 | 732519.88 | 99332.6667 | 0 | [8 empty] | 92166.6667
44816.4167 | 81 | 51 | 230 | 1103 | 2486 | 2768 | 7154 | 9922 | 46386.09 | 36464.09 | 4.6751 | 22144 | 57232 | 79376 | 708181.79 | 32989.91 | 787557.79 | 102088.6667 | 0 | [8 empty] | 92166.6667
44816.4583 | 26 | 39 | 131 | 1452 | 3385 | 3554 | 8270 | 11824 | 49426.8 | 37602.8 | 4.1802 | 28432 | 66160 | 94592 | 753346.99 | 45165.2 | 847938.99 | 103990.6667 | 0 | [8 empty] | 92166.6667
44816.5 | 11 | 11 | 102 | 1476 | 3398 | 3511 | 9399 | 12910 | 52678.4 | 39768.4 | 4.0804 | 28088 | 75192 | 103280 | 803948.59 | 50601.6 | 907228.59 | 105076.6667 | 0 | [8 empty] | 92166.6667
44816.5417 | 10 | 0 | 75 | 1316 | 2968 | 3043 | 9548 | 12591 | 55922.94 | 43331.94 | 4.4415 | 24344 | 76384 | 100728 | 848753.65 | 44805.06 | 949481.65 | 104757.6667 | 0 | [8 empty] | 92166.6667
44816.5833 | 56 | 0 | 117 | 1285 | 2625 | 2742 | 9543 | 12285 | 59020.9 | 46735.9 | 4.8043 | 21936 | 76344 | 98280 | 888012.75 | 39259.1 | 986292.75 | 104451.6667 | 0 | [8 empty] | 92166.6667
44816.625 | 166 | 0 | 229 | 1112 | 2242 | 2471 | 9421 | 11892 | 61651.97 | 49759.97 | 5.1843 | 19768 | 75368 | 95136 | 900000 | 11987.25 | 995136 | 104058.6667 | 21496.78 | [8 empty] | 92166.6667
44816.6667 | 340 | 3 | 420 | 879 | 1783 | 2205 | 9331 | 11536 | 63631.61 | 52095.61 | 5.5159 | 17640 | 74648 | 92288 | 900000 | 0 | 992288 | 103702.6667 | 28656.39 | [8 empty] | 92166.6667
44816.7083 | 533 | 15 | 622 | 651 | 1456 | 2092 | 8916 | 11008 | 65041.54 | 54033.54 | 5.9086 | 16736 | 71328 | 88064 | 900000 | 0 | 988064 | 103174.6667 | 23022.46 | [8 empty] | 92166.6667
44816.75 | 562 | 30 | 678 | 545 | 1307 | 2014 | 8103 | 10117 | 65034.04 | 54917.04 | 6.4282 | 16112 | 64824 | 80936 | 900000 | 0 | 980936 | 102283.6667 | 15901.96 | [8 empty] | 92166.6667
44816.7917 | 703 | 26 | 982 | 558 | 1331 | 2339 | 5158 | 7497 | 63088.43 | 55591.43 | 8.4152 | 18712 | 41264 | 59976 | 896887.57 | -3112.43 | 956863.57 | 99663.6667 | 0 | [8 empty] | 92166.6667
44816.8333 | 673 | 118 | 1200 | 747 | 2090 | 3408 | 722 | 4130 | 60395.45 | 56265.45 | 14.6236 | 27264 | 5776 | 33040 | 869532.12 | -27355.45 | 902572.12 | 96296.6667 | 0 | [8 empty] | 92166.6667
44816.875 | 656 | 326 | 1474 | 1243 | 4122 | 5922 | 0 | 5922 | 58698.96 | 52776.96 | 9.912 | 47376 | 0 | 47376 | 858209.16 | -11322.96 | 905585.16 | 98088.6667 | 0 | [8 empty] | 92166.6667
44816.9167 | 701 | 629 | 2106 | 1874 | 7027 | 9762 | 0 | 9762 | 55538.95 | 45776.95 | 5.6893 | 78096 | 0 | 78096 | 880766.21 | 22557.05 | 958862.21 | 101928.6667 | 0 | [8 empty] | 92166.6667
44816.9583 | 654 | 949 | 2426 | 2172 | 8932 | 12307 | 0 | 12307 | 51166.74 | 38859.74 | 4.1575 | 98456 | 0 | 98456 | 900000 | 19233.79 | 998456 | 104473.6667 | 28055.47 | [8 empty] | 92166.6667
44817 | 490 | 1041 | 2207 | 2322 | 9557 | 12805 | 0 | 12805 | 47079.1 | 34274.1 | 3.6766 | 102440 | 0 | 102440 | 900000 | 0 | 1002440 | 104971.6667 | 55360.9 | [8 empty] | 92166.6667
44817.0417 | 307 | 1109 | 2020 | 2402 | 10025 | 13154 | 0 | 13154 | 43962.37 | 30808.37 | 3.3421 | 105232 | 0 | 105232 | 900000 | 0 | 1005232 | 105320.6667 | 61269.63 | [8 empty] | 92166.6667
44817.0833 | 171 | 1228 | 1685 | 2408 | 10591 | 13504 | 0 | 13504 | 41702.56 | 28198.56 | 3.0882 | 108032 | 0 | 108032 | 900000 | 0 | 1008032 | 105670.6667 | 66329.44 | [8 empty] | 92166.6667
44817.125 | 76 | 1318 | 1407 | 2315 | 10820 | 13545 | 0 | 13545 | 40332.71 | 26787.71 | 2.9777 | 108360 | 0 | 108360 | 900000 | 0 | 1008360 | 105711.6667 | 68027.29 | [8 empty] | 92166.6667
44817.1667 | 31 | 1445 | 1154 | 2238 | 10613 | 13211 | 0 | 13211 | 39562.39 | 26351.39 | 2.9947 | 105688 | 0 | 105688 | 900000 | 0 | 1005688 | 105377.6667 | 66125.61 | [8 empty] | 92166.6667
44817.2083 | 13 | 1343 | 817 | 2012 | 9956 | 12117 | 0 | 12117 | 39314.48 | 27197.48 | 3.2446 | 96936 | 0 | 96936 | 900000 | 0 | 996936 | 104283.6667 | 57621.52 | [8 empty] | 92166.6667
44817.25 | 9 | 1240 | 605 | 1799 | 9029 | 10875 | 0 | 10875 | 40557.55 | 29682.55 | 3.7294 | 87000 | 0 | 87000 | 900000 | 0 | 987000 | 103041.6667 | 46442.45 | [8 empty] | 92166.6667
44817.2917 | 2 | 1149 | 512 | 1544 | 8385 | 10046 | 0 | 10046 | 42778.4 | 32732.4 | 4.2583 | 80368 | 0 | 80368 | 900000 | 0 | 980368 | 102212.6667 | 37589.6 | [8 empty] | 92166.6667
44817.3333 | 5 | 1049 | 499 | 1337 | 8140 | 9688 | 290 | 9978 | 43303.96 | 33325.96 | 4.3399 | 77504 | 2320 | 79824 | 900000 | 0 | 979824 | 102144.6667 | 36520.04 | [8 empty] | 92166.6667
44817.375 | 5 | 716 | 394 | 1159 | 6794 | 7904 | 4150 | 12054 | 44405.29 | 32351.29 | 3.6839 | 63232 | 33200 | 96432 | 900000 | 0 | 996432 | 104220.6667 | 52026.71 | [8 empty] | 92166.6667
44817.4167 | 1 | 450 | 319 | 783 | 4996 | 5765 | 8376 | 14141 | 46731.21 | 32590.21 | 3.3047 | 46120 | 67008 | 113128 | 900000 | 0 | 1013128 | 106307.6667 | 66396.79 | [8 empty] | 92166.6667
44817.4583 | 0 | 431 | 362 | 857 | 4989 | 5783 | 9501 | 15284 | 50122.39 | 34838.39 | 3.2794 | 46264 | 76008 | 122272 | 900000 | 0 | 1022272 | 107450.6667 | 72149.61 | [8 empty] | 92166.6667
44817.5 | 64 | 326 | 410 | 925 | 3921 | 4657 | 9575 | 14232 | 53561.65 | 39329.65 | 3.7635 | 37256 | 76600 | 113856 | 900000 | 0 | 1013856 | 106398.6667 | 60294.35 | [8 empty] | 92166.6667
44817.5417 | 344 | 282 | 665 | 890 | 3299 | 4246 | 9570 | 13816 | 57129.12 | 43313.12 | 4.135 | 33968 | 76560 | 110528 | 900000 | 0 | 1010528 | 105982.6667 | 53398.88 | [8 empty] | 92166.6667
44817.5833 | 538 | 229 | 888 | 1047 | 3545 | 4663 | 9456 | 14119 | 60496.17 | 46377.17 | 4.2847 | 37304 | 75648 | 112952 | 900000 | 0 | 1012952 | 106285.6667 | 52455.83 | [8 empty] | 92166.6667
44817.625 | 854 | 210 | 1252 | 1061 | 3912 | 5373 | 9123 | 14496 | 62931.22 | 48435.22 | 4.3413 | 42984 | 72984 | 115968 | 900000 | 0 | 1015968 | 106662.6667 | 53036.78 | [8 empty] | 92166.6667
44817.6667 | 924 | 180 | 1414 | 1338 | 4524 | 6118 | 8934 | 15052 | 64951.42 | 49899.42 | 4.3151 | 48944 | 71472 | 120416 | 900000 | 0 | 1020416 | 107218.6667 | 55464.58 | [8 empty] | 92166.6667
44817.7083 | 896 | 209 | 1521 | 1789 | 5401 | 7131 | 8443 | 15574 | 66233.82 | 50659.82 | 4.2528 | 57048 | 67544 | 124592 | 900000 | 0 | 1024592 | 107740.6667 | 58358.18 | [8 empty] | 92166.6667
44817.75 | 1057 | 276 | 1960 | 2010 | 6023 | 8258 | 7390 | 15648 | 66162.81 | 50514.81 | 4.2282 | 66064 | 59120 | 125184 | 900000 | 0 | 1025184 | 107814.6667 | 59021.19 | [8 empty] | 92166.6667
44817.7917 | 1124 | 431 | 2493 | 2132 | 7138 | 10062 | 4300 | 14362 | 64336.66 | 49974.66 | 4.4796 | 80496 | 34400 | 114896 | 900000 | 0 | 1014896 | 106528.6667 | 50559.34 | [8 empty] | 92166.6667
44817.8333 | 940 | 722 | 2519 | 2197 | 7790 | 11032 | 455 | 11487 | 61635.62 | 50148.62 | 5.3657 | 88256 | 3640 | 91896 | 900000 | 0 | 991896 | 103653.6667 | 30260.38 | [8 empty] | 92166.6667
44817.875 | 736 | 1037 | 2621 | 2327 | 9015 | 12673 | 0 | 12673 | 59596.58 | 46923.58 | 4.7026 | 101384 | 0 | 101384 | 900000 | 0 | 1001384 | 104839.6667 | 41787.42 | [8 empty] | 92166.6667
44817.9167 | 682 | 1268 | 2627 | 2713 | 10762 | 14656 | 0 | 14656 | 56561.65 | 41905.65 | 3.8593 | 117248 | 0 | 117248 | 900000 | 0 | 1017248 | 106822.6667 | 60686.35 | [8 empty] | 92166.6667
44817.9583 | 692 | 1484 | 2627 | 2868 | 12199 | 16309 | 0 | 16309 | 52310.22 | 36001.22 | 3.2074 | 130472 | 0 | 130472 | 900000 | 0 | 1030472 | 108475.6667 | 78161.78 | [8 empty] | 92166.6667
44818 | 684 | 1594 | 2460 | 2907 | 12695 | 16749 | 0 | 16749 | 48410.77 | 31661.77 | 2.8904 | 133992 | 0 | 133992 | 900000 | 0 | 1033992 | 108915.6667 | 85581.23 | [8 empty] | 92166.6667
44818.0417 | 679 | 1655 | 2413 | 2698 | 12331 | 16400 | 0 | 16400 | 44673.65 | 28273.65 | 2.724 | 131200 | 0 | 131200 | 900000 | 0 | 1031200 | 108566.6667 | 86526.35 | [8 empty] | 92166.6667
44818.0833 | 718 | 1500 | 2207 | 2680 | 12011 | 15718 | 0 | 15718 | 42292.1 | 26574.1 | 2.6907 | 125744 | 0 | 125744 | 900000 | 0 | 1025744 | 107884.6667 | 83451.9 | [8 empty] | 92166.6667
44818.125 | 674 | 1395 | 1963 | 2710 | 11841 | 15200 | 0 | 15200 | 40641.12 | 25441.12 | 2.6738 | 121600 | 0 | 121600 | 900000 | 0 | 1021600 | 107366.6667 | 80958.88 | [8 empty] | 92166.6667
44818.1667 | 570 | 1241 | 1636 | 2693 | 11692 | 14569 | 0 | 14569 | 39557.96 | 24988.96 | 2.7152 | 116552 | 0 | 116552 | 900000 | 0 | 1016552 | 106735.6667 | 76994.04 | [8 empty] | 92166.6667
44818.2083 | 473 | 1167 | 1374 | 2910 | 11398 | 13940 | 0 | 13940 | 39338.93 | 25398.93 | 2.822 | 111520 | 0 | 111520 | 900000 | 0 | 1011520 | 106106.6667 | 72181.07 | [8 empty] | 92166.6667
44818.25 | 396 | 894 | 1113 | 2775 | 10788 | 12796 | 0 | 12796 | 40520.9 | 27724.9 | 3.1667 | 102368 | 0 | 102368 | 900000 | 0 | 1002368 | 104962.6667 | 61847.1 | [8 empty] | 92166.6667
44818.2917 | 365 | 785 | 912 | 2613 | 10220 | 11917 | 0 | 11917 | 42692.13 | 30775.13 | 3.5825 | 95336 | 0 | 95336 | 900000 | 0 | 995336 | 104083.6667 | 52643.87 | [8 empty] | 92166.6667
44818.3333 | 341 | 781 | 847 | 2639 | 9806 | 11435 | 321 | 11756 | 43358.93 | 31602.93 | 3.6882 | 91480 | 2568 | 94048 | 900000 | 0 | 994048 | 103922.6667 | 50689.07 | [8 empty] | 92166.6667
44818.375 | 354 | 536 | 776 | 2114 | 7995 | 9306 | 3633 | 12939 | 44428.1 | 31489.1 | 3.4337 | 74448 | 29064 | 103512 | 900000 | 0 | 1003512 | 105105.6667 | 59083.9 | [8 empty] | 92166.6667
44818.4167 | 424 | 303 | 785 | 1713 | 7648 | 8737 | 7382 | 16119 | 47030.51 | 30911.51 | 2.9177 | 69896 | 59056 | 128952 | 900000 | 0 | 1028952 | 108285.6667 | 81921.49 | [8 empty] | 92166.6667
44818.4583 | 518 | 310 | 1002 | 2191 | 8632 | 9944 | 8750 | 18694 | 50214.85 | 31520.85 | 2.6861 | 79552 | 70000 | 149552 | 900000 | 0 | 1049552 | 110860.6667 | 99337.15 | [8 empty] | 92166.6667
44818.5 | 944 | 289 | 1414 | 2535 | 8500 | 10202 | 9189 | 19391 | 53378.66 | 33987.66 | 2.7528 | 81616 | 73512 | 155128 | 900000 | 0 | 1055128 | 111557.6667 | 101749.34 | [8 empty] | 92166.6667
44818.5417 | 1215 | 179 | 1743 | 3020 | 9091 | 11012 | 9316 | 20328 | 56543.19 | 36215.19 | 2.7815 | 88096 | 74528 | 162624 | 900000 | 0 | 1062624 | 112494.6667 | 106080.81 | [8 empty] | 92166.6667
44818.5833 | 1388 | 199 | 2006 | 3279 | 9675 | 11880 | 9025 | 20905 | 59647.06 | 38742.06 | 2.8532 | 95040 | 72200 | 167240 | 900000 | 0 | 1067240 | 113071.6667 | 107592.94 | [8 empty] | 92166.6667
44818.625 | 1408 | 304 | 2180 | 3409 | 10157 | 12641 | 8880 | 21521 | 62173.25 | 40652.25 | 2.889 | 101128 | 71040 | 172168 | 900000 | 0 | 1072168 | 113687.6667 | 109994.75 | [8 empty] | 92166.6667
44818.6667 | 1256 | 386 | 2229 | 3376 | 10537 | 13152 | 8138 | 21290 | 63981.53 | 42691.53 | 3.0052 | 105216 | 65104 | 170320 | 900000 | 0 | 1070320 | 113456.6667 | 106338.47 | [8 empty] | 92166.6667
44818.7083 | 1263 | 420 | 2713 | 3226 | 10971 | 14105 | 7342 | 21447 | 65099.06 | 43652.06 | 3.0353 | 112840 | 58736 | 171576 | 900000 | 0 | 1071576 | 113613.6667 | 106476.94 | [8 empty] | 92166.6667
44818.75 | 1303 | 492 | 2869 | 3116 | 10969 | 14329 | 5623 | 19952 | 64763.07 | 44811.07 | 3.2459 | 114632 | 44984 | 159616 | 900000 | 0 | 1059616 | 112118.6667 | 94852.93 | [8 empty] | 92166.6667
44818.7917 | 1386 | 636 | 3132 | 2615 | 10673 | 14441 | 3158 | 17599 | 62518.54 | 44919.54 | 3.5524 | 115528 | 25264 | 140792 | 900000 | 0 | 1040792 | 109765.6667 | 78273.46 | [8 empty] | 92166.6667
44818.8333 | 1232 | 743 | 2941 | 2852 | 9654 | 13338 | 456 | 13794 | 59690.1 | 45896.1 | 4.3273 | 106704 | 3648 | 110352 | 900000 | 0 | 1010352 | 105960.6667 | 50661.9 | [8 empty] | 92166.6667
44818.875 | 1143 | 1064 | 3082 | 3145 | 9771 | 13917 | 0 | 13917 | 57956.18 | 44039.18 | 4.1644 | 111336 | 0 | 111336 | 900000 | 0 | 1011336 | 106083.6667 | 53379.82 | [8 empty] | 92166.6667
44818.9167 | 952 | 1331 | 3226 | 3366 | 10914 | 15471 | 0 | 15471 | 54845.07 | 39374.07 | 3.545 | 123768 | 0 | 123768 | 900000 | 0 | 1023768 | 107637.6667 | 68922.93 | [8 empty] | 92166.6667
44818.9583 | 549 | 1487 | 2732 | 3505 | 11456 | 15674 | 0 | 15674 | 50966.54 | 35292.54 | 3.2517 | 125392 | 0 | 125392 | 900000 | 0 | 1025392 | 107840.6667 | 74425.46 | [8 empty] | 92166.6667
44819 | 346 | 1589 | 2120 | 3198 | 11806 | 15514 | 0 | 15514 | 46893.27 | 31379.27 | 3.0226 | 124112 | 0 | 124112 | 900000 | 0 | 1024112 | 107680.6667 | 77218.73 | [8 empty] | 92166.6667
44819.0417 | 104 | 1605 | 1571 | 2814 | 11841 | 15017 | 0 | 15017 | 43700.74 | 28683.74 | 2.9101 | 120136 | 0 | 120136 | 900000 | 0 | 1020136 | 107183.6667 | 76435.26 | [8 empty] | 92166.6667
44819.0833 | 10 | 1635 | 1244 | 2650 | 11658 | 14536 | 0 | 14536 | 41423.21 | 26887.21 | 2.8497 | 116288 | 0 | 116288 | 900000 | 0 | 1016288 | 106702.6667 | 74864.79 | [8 empty] | 92166.6667
44819.125 | 10 | 1534 | 1142 | 2407 | 11420 | 14096 | 0 | 14096 | 39870.42 | 25774.42 | 2.8285 | 112768 | 0 | 112768 | 900000 | 0 | 1012768 | 106262.6667 | 72897.58 | [8 empty] | 92166.6667
44819.1667 | 39 | 1506 | 953 | 2212 | 11541 | 14000 | 0 | 14000 | 39002.12 | 25002.12 | 2.7859 | 112000 | 0 | 112000 | 900000 | 0 | 1012000 | 106166.6667 | 72997.88 | [8 empty] | 92166.6667
44819.2083 | 66 | 1377 | 837 | 2052 | 11374 | 13588 | 0 | 13588 | 38597.21 | 25009.21 | 2.8405 | 108704 | 0 | 108704 | 900000 | 0 | 1008704 | 105754.6667 | 70106.79 | [8 empty] | 92166.6667
44819.25 | 88 | 1255 | 748 | 1950 | 10845 | 12848 | 0 | 12848 | 39728.81 | 26880.81 | 3.0922 | 102784 | 0 | 102784 | 900000 | 0 | 1002784 | 105014.6667 | 63055.19 | [8 empty] | 92166.6667
44819.2917 | 188 | 1091 | 774 | 1925 | 10531 | 12395 | 0 | 12395 | 41918.15 | 29523.15 | 3.3819 | 99160 | 0 | 99160 | 900000 | 0 | 999160 | 104561.6667 | 57241.85 | [8 empty] | 92166.6667
44819.3333 | 231 | 1002 | 823 | 2237 | 10842 | 12667 | 316 | 12983 | 42619.06 | 29636.06 | 3.2827 | 101336 | 2528 | 103864 | 900000 | 0 | 1003864 | 105149.6667 | 61244.94 | [8 empty] | 92166.6667
44819.375 | 226 | 642 | 729 | 2410 | 9768 | 11139 | 4025 | 15164 | 43861.67 | 28697.67 | 2.8925 | 89112 | 32200 | 121312 | 900000 | 0 | 1021312 | 107330.6667 | 77450.33 | [8 empty] | 92166.6667
44819.4167 | 109 | 334 | 527 | 2661 | 10367 | 11228 | 8120 | 19348 | 46418.94 | 27070.94 | 2.3992 | 89824 | 64960 | 154784 | 900000 | 0 | 1054784 | 111514.6667 | 108365.06 | [8 empty] | 92166.6667
44819.4583 | 36 | 410 | 415 | 3317 | 11469 | 12294 | 8744 | 21038 | 49574.69 | 28536.69 | 2.3564 | 98352 | 69952 | 168304 | 900000 | 0 | 1068304 | 113204.6667 | 118729.31 | [8 empty] | 92166.6667
44819.5 | 180 | 338 | 548 | 3295 | 10155 | 11041 | 9004 | 20045 | 52898.45 | 32853.45 | 2.639 | 88328 | 72032 | 160360 | 900000 | 0 | 1060360 | 112211.6667 | 107461.55 | [8 empty] | 92166.6667
44819.5417 | 214 | 273 | 534 | 2965 | 8948 | 9755 | 8851 | 18606 | 56077.28 | 37471.28 | 3.0139 | 78040 | 70808 | 148848 | 900000 | 0 | 1048848 | 110772.6667 | 92770.72 | [8 empty] | 92166.6667
44819.5833 | 501 | 253 | 809 | 2848 | 8387 | 9449 | 9218 | 18667 | 59182.95 | 40515.95 | 3.1705 | 75592 | 73744 | 149336 | 900000 | 0 | 1049336 | 110833.6667 | 90153.05 | [8 empty] | 92166.6667
44819.625 | 377 | 274 | 639 | 2690 | 7868 | 8781 | 9267 | 18048 | 61575.35 | 43527.35 | 3.4118 | 70248 | 74136 | 144384 | 900000 | 0 | 1044384 | 110214.6667 | 82808.65 | [8 empty] | 92166.6667
44819.6667 | 532 | 374 | 867 | 2746 | 7721 | 8962 | 9195 | 18157 | 63496.14 | 45339.14 | 3.4971 | 71696 | 73560 | 145256 | 900000 | 0 | 1045256 | 110323.6667 | 81759.86 | [8 empty] | 92166.6667
44819.7083 | 751 | 431 | 1504 | 2945 | 8143 | 10077 | 8915 | 18992 | 64799.65 | 45807.65 | 3.4119 | 80616 | 71320 | 151936 | 900000 | 0 | 1051936 | 111158.6667 | 87136.35 | [8 empty] | 92166.6667
44819.75 | 1331 | 492 | 2511 | 3065 | 9059 | 12063 | 8264 | 20327 | 64656.77 | 44329.77 | 3.1808 | 96504 | 66112 | 162616 | 900000 | 0 | 1062616 | 112493.6667 | 97959.23 | [8 empty] | 92166.6667
44819.7917 | 1468 | 593 | 3108 | 2917 | 9673 | 13373 | 5201 | 18574 | 62675.7 | 44101.7 | 3.3744 | 106984 | 41608 | 148592 | 900000 | 0 | 1048592 | 110740.6667 | 85916.3 | [8 empty] | 92166.6667
44819.8333 | 933 | 617 | 2898 | 2849 | 9801 | 13317 | 619 | 13936 | 60071.35 | 46135.35 | 4.3105 | 106536 | 4952 | 111488 | 900000 | 0 | 1011488 | 106102.6667 | 51416.65 | [8 empty] | 92166.6667
44819.875 | 426 | 877 | 1946 | 3084 | 11228 | 14050 | 0 | 14050 | 58602.98 | 44552.98 | 4.171 | 112400 | 0 | 112400 | 900000 | 0 | 1012400 | 106216.6667 | 53797.02 | [8 empty] | 92166.6667
44819.9167 | 279 | 1164 | 1415 | 3530 | 13597 | 16176 | 0 | 16176 | 55996.17 | 39820.17 | 3.4617 | 129408 | 0 | 129408 | 900000 | 0 | 1029408 | 108342.6667 | 73411.83 | [8 empty] | 92166.6667
44819.9583 | 262 | 1408 | 1291 | 3774 | 15126 | 17825 | 0 | 17825 | 52604.72 | 34779.72 | 2.9512 | 142600 | 0 | 142600 | 900000 | 0 | 1042600 | 109991.6667 | 89995.28 | [8 empty] | 92166.6667
44820 | 208 | 1579 | 1300 | 3771 | 15508 | 18387 | 0 | 18387 | 48971.84 | 30584.84 | 2.6634 | 147096 | 0 | 147096 | 900000 | 0 | 1047096 | 110553.6667 | 98124.16 | [8 empty] | 92166.6667
44820.0417 | 216 | 1644 | 1356 | 3756 | 15331 | 18331 | 0 | 18331 | 45989.11 | 27658.11 | 2.5088 | 146648 | 0 | 146648 | 900000 | 0 | 1046648 | 110497.6667 | 100658.89 | [8 empty] | 92166.6667
44820.0833 | 221 | 1621 | 1454 | 3789 | 14854 | 17929 | 0 | 17929 | 43725.67 | 25796.67 | 2.4388 | 143432 | 0 | 143432 | 900000 | 0 | 1043432 | 110095.6667 | 99706.33 | [8 empty] | 92166.6667
44820.125 | 98 | 1484 | 1332 | 3798 | 14688 | 17504 | 0 | 17504 | 42299.62 | 24795.62 | 2.4166 | 140032 | 0 | 140032 | 900000 | 0 | 1040032 | 109670.6667 | 97732.38 | [8 empty] | 92166.6667
44820.1667 | 76 | 1443 | 1252 | 3755 | 14855 | 17550 | 0 | 17550 | 41544.89 | 23994.89 | 2.3672 | 140400 | 0 | 140400 | 900000 | 0 | 1040400 | 109716.6667 | 98855.11 | [8 empty] | 92166.6667
44820.2083 | 57 | 1348 | 1170 | 3742 | 14433 | 16951 | 0 | 16951 | 41472.41 | 24521.41 | 2.4466 | 135608 | 0 | 135608 | 900000 | 0 | 1035608 | 109117.6667 | 94135.59 | [8 empty] | 92166.6667
44820.25 | 40 | 1133 | 1454 | 3555 | 13269 | 15856 | 0 | 15856 | 42741.39 | 26885.39 | 2.6956 | 126848 | 0 | 126848 | 900000 | 0 | 1026848 | 108022.6667 | 84106.61 | [8 empty] | 92166.6667
44820.2917 | 42 | 1127 | 1377 | 3238 | 12156 | 14659 | 0 | 14659 | 44859 | 30200 | 3.0602 | 117272 | 0 | 117272 | 900000 | 0 | 1017272 | 106825.6667 | 72413 | [8 empty] | 92166.6667
44820.3333 | 25 | 1075 | 1403 | 2943 | 11592 | 14070 | 263 | 14333 | 45710.32 | 31377.32 | 3.1892 | 112560 | 2104 | 114664 | 900000 | 0 | 1014664 | 106499.6667 | 68953.68 | [8 empty] | 92166.6667
44820.375 | 68 | 918 | 1091 | 2058 | 9381 | 11390 | 4180 | 15570 | 46970.47 | 31400.47 | 3.0167 | 91120 | 33440 | 124560 | 900000 | 0 | 1024560 | 107736.6667 | 77589.53 | [8 empty] | 92166.6667
44820.4167 | 88 | 789 | 1121 | 1454 | 9599 | 11509 | 8315 | 19824 | 49945 | 30121 | 2.5194 | 92072 | 66520 | 158592 | 900000 | 0 | 1058592 | 111990.6667 | 108647 | [8 empty] | 92166.6667
44820.4583 | 268 | 799 | 1427 | 1278 | 11279 | 13504 | 8509 | 22013 | 53692 | 31679 | 2.4391 | 108032 | 68072 | 176104 | 900000 | 0 | 1076104 | 114179.6667 | 122412 | [8 empty] | 92166.6667
44820.5 | 285 | 631 | 1073 | 985 | 10494 | 12198 | 9085 | 21283 | 57187.79 | 35904.79 | 2.687 | 97584 | 72680 | 170264 | 900000 | 0 | 1070264 | 113449.6667 | 113076.21 | [8 empty] | 92166.6667
44820.5417 | 408 | 548 | 1201 | 932 | 9251 | 10999 | 9008 | 20007 | 60341.02 | 40334.02 | 3.016 | 87992 | 72064 | 160056 | 900000 | 0 | 1060056 | 112173.6667 | 99714.98 | [8 empty] | 92166.6667
44820.5833 | 514 | 463 | 1187 | 1088 | 8733 | 10383 | 8869 | 19252 | 63449.82 | 44197.82 | 3.2958 | 83064 | 70952 | 154016 | 900000 | 0 | 1054016 | 111418.6667 | 90566.18 | [8 empty] | 92166.6667
44820.625 | 735 | 436 | 1402 | 1279 | 8356 | 10194 | 8976 | 19170 | 65435.6 | 46265.6 | 3.4134 | 81552 | 71808 | 153360 | 900000 | 0 | 1053360 | 111336.6667 | 87924.4 | [8 empty] | 92166.6667
44820.6667 | 960 | 415 | 1602 | 1611 | 8139 | 10156 | 8857 | 19013 | 66211.4 | 47198.4 | 3.4824 | 81248 | 70856 | 152104 | 900000 | 0 | 1052104 | 111179.6667 | 85892.6 | [8 empty] | 92166.6667
44820.7083 | 1219 | 444 | 1842 | 2002 | 8169 | 10456 | 8413 | 18869 | 66651.47 | 47782.47 | 3.5323 | 83648 | 67304 | 150952 | 900000 | 0 | 1050952 | 111035.6667 | 84300.53 | [8 empty] | 92166.6667
44820.75 | 1584 | 495 | 2453 | 2458 | 8815 | 11763 | 7727 | 19490 | 66506.2 | 47016.2 | 3.4123 | 94104 | 61816 | 155920 | 900000 | 0 | 1055920 | 111656.6667 | 89413.8 | [8 empty] | 92166.6667
44820.7917 | 1703 | 542 | 3034 | 2696 | 9973 | 13549 | 5019 | 18568 | 64755.83 | 46187.83 | 3.4875 | 108392 | 40152 | 148544 | 900000 | 0 | 1048544 | 110734.6667 | 83788.17 | [8 empty] | 92166.6667
44820.8333 | 1449 | 549 | 3367 | 2666 | 10538 | 14454 | 668 | 15122 | 62142.79 | 47020.79 | 4.1094 | 115632 | 5344 | 120976 | 900000 | 0 | 1020976 | 107288.6667 | 58833.21 | [8 empty] | 92166.6667
44820.875 | 1237 | 1006 | 3399 | 3001 | 12104 | 16509 | 0 | 16509 | 60353.49 | 43844.49 | 3.6558 | 132072 | 0 | 132072 | 900000 | 0 | 1032072 | 108675.6667 | 71718.51 | [8 empty] | 92166.6667
44820.9167 | 983 | 1436 | 3392 | 3123 | 13933 | 18761 | 0 | 18761 | 58019.04 | 39258.04 | 3.0925 | 150088 | 0 | 150088 | 900000 | 0 | 1050088 | 110927.6667 | 92068.96 | [8 empty] | 92166.6667
44820.9583 | 885 | 1629 | 3287 | 3125 | 14845 | 19762 | 0 | 19762 | 55077.32 | 35315.32 | 2.787 | 158096 | 0 | 158096 | 900000 | 0 | 1058096 | 111928.6667 | 103018.68 | [8 empty] | 92166.6667
44821 | 835 | 1768 | 3185 | 3110 | 15219 | 20172 | 0 | 20172 | 52037.21 | 31865.21 | 2.5797 | 161376 | 0 | 161376 | 900000 | 0 | 1061376 | 112338.6667 | 109338.79 | [8 empty] | 92166.6667
44821.0417 | 824 | 1671 | 3048 | 3142 | 15296 | 20015 | 0 | 20015 | 49106.23 | 29091.23 | 2.4535 | 160120 | 0 | 160120 | 900000 | 0 | 1060120 | 112181.6667 | 111013.77 | [8 empty] | 92166.6667
44821.0833 | 781 | 1658 | 2804 | 3163 | 15253 | 19715 | 0 | 19715 | 46801.94 | 27086.94 | 2.3739 | 157720 | 0 | 157720 | 900000 | 0 | 1057720 | 111881.6667 | 110918.06 | [8 empty] | 92166.6667
44821.125 | 619 | 1600 | 2529 | 3157 | 15398 | 19527 | 0 | 19527 | 45111.91 | 25584.91 | 2.3102 | 156216 | 0 | 156216 | 900000 | 0 | 1056216 | 111693.6667 | 111104.09 | [8 empty] | 92166.6667
44821.1667 | 430 | 1450 | 2156 | 3169 | 15175 | 18781 | 0 | 18781 | 43923.23 | 25142.23 | 2.3387 | 150248 | 0 | 150248 | 900000 | 0 | 1050248 | 110947.6667 | 106324.77 | [8 empty] | 92166.6667
44821.2083 | 306 | 1406 | 1881 | 3172 | 14755 | 18042 | 0 | 18042 | 43196.71 | 25154.71 | 2.3942 | 144336 | 0 | 144336 | 900000 | 0 | 1044336 | 110208.6667 | 101139.29 | [8 empty] | 92166.6667
44821.25 | 227 | 1318 | 1707 | 3149 | 14119 | 17144 | 0 | 17144 | 43329.2 | 26185.2 | 2.5274 | 137152 | 0 | 137152 | 900000 | 0 | 1037152 | 109310.6667 | 93822.8 | [8 empty] | 92166.6667
44821.2917 | 118 | 1223 | 1528 | 3141 | 13552 | 16302 | 0 | 16302 | 43630.03 | 27328.03 | 2.6764 | 130416 | 0 | 130416 | 900000 | 0 | 1030416 | 108468.6667 | 86785.97 | [8 empty] | 92166.6667
44821.3333 | 64 | 1134 | 1319 | 3129 | 13032 | 15484 | 204 | 15688 | 44190.28 | 28502.28 | 2.8168 | 123872 | 1632 | 125504 | 900000 | 0 | 1025504 | 107854.6667 | 81313.72 | [8 empty] | 92166.6667
44821.375 | 31 | 901 | 988 | 2970 | 11903 | 13792 | 3744 | 17536 | 46504.03 | 28968.03 | 2.6519 | 110336 | 29952 | 140288 | 900000 | 0 | 1040288 | 109702.6667 | 93783.97 | [8 empty] | 92166.6667
44821.4167 | 77 | 973 | 994 | 2933 | 13065 | 15033 | 6625 | 21658 | 50364.68 | 28706.68 | 2.3255 | 120264 | 53000 | 173264 | 900000 | 0 | 1073264 | 113824.6667 | 122899.32 | [8 empty] | 92166.6667
44821.4583 | 379 | 930 | 1595 | 3057 | 14783 | 17308 | 5439 | 22747 | 54108.26 | 31361.26 | 2.3787 | 138464 | 43512 | 181976 | 900000 | 0 | 1081976 | 114913.6667 | 127867.74 | [8 empty] | 92166.6667
44821.5 | 583 | 832 | 1904 | 2900 | 14291 | 17027 | 6123 | 23150 | 57804.36 | 34654.36 | 2.4969 | 136216 | 48984 | 185200 | 900000 | 0 | 1085200 | 115316.6667 | 127395.64 | [8 empty] | 92166.6667
44821.5417 | 900 | 793 | 2156 | 2659 | 12910 | 15858 | 7473 | 23331 | 61307.18 | 37976.18 | 2.6277 | 126864 | 59784 | 186648 | 900000 | 0 | 1086648 | 115497.6667 | 125340.82 | [8 empty] | 92166.6667
44821.5833 | 1352 | 787 | 2614 | 2488 | 11852 | 15252 | 8335 | 23587 | 64100.05 | 40513.05 | 2.7176 | 122016 | 66680 | 188696 | 900000 | 0 | 1088696 | 115753.6667 | 124595.95 | [8 empty] | 92166.6667
44821.625 | 1225 | 858 | 2750 | 2487 | 11478 | 15086 | 8609 | 23695 | 66067.16 | 42372.16 | 2.7882 | 120688 | 68872 | 189560 | 900000 | 0 | 1089560 | 115861.6667 | 123492.84 | [8 empty] | 92166.6667
44821.6667 | 1474 | 898 | 2953 | 2515 | 11103 | 14953 | 8706 | 23659 | 67224.56 | 43565.56 | 2.8414 | 119624 | 69648 | 189272 | 900000 | 0 | 1089272 | 115825.6667 | 122047.44 | [8 empty] | 92166.6667
44821.7083 | 1352 | 849 | 3095 | 2539 | 10872 | 14816 | 8765 | 23581 | 67590.27 | 44009.27 | 2.8663 | 118528 | 70120 | 188648 | 900000 | 0 | 1088648 | 115747.6667 | 121057.73 | [8 empty] | 92166.6667
44821.75 | 1339 | 853 | 3196 | 2754 | 11148 | 15197 | 8196 | 23393 | 67120.9 | 43727.9 | 2.8693 | 121576 | 65568 | 187144 | 900000 | 0 | 1087144 | 115559.6667 | 120023.1 | [8 empty] | 92166.6667
44821.7917 | 1397 | 902 | 3226 | 2973 | 11690 | 15819 | 5083 | 20902 | 65476.01 | 44574.01 | 3.1325 | 126552 | 40664 | 167216 | 900000 | 0 | 1067216 | 113068.6667 | 101739.99 | [8 empty] | 92166.6667
44821.8333 | 1268 | 878 | 3103 | 2973 | 11341 | 15322 | 653 | 15975 | 62635.46 | 46660.46 | 3.9208 | 122576 | 5224 | 127800 | 900000 | 0 | 1027800 | 108141.6667 | 65164.54 | [8 empty] | 92166.6667
44821.875 | 1246 | 1017 | 3110 | 3044 | 11200 | 15327 | 0 | 15327 | 60678.69 | 45351.69 | 3.9589 | 122616 | 0 | 122616 | 900000 | 0 | 1022616 | 107493.6667 | 61937.31 | [8 empty] | 92166.6667
44821.9167 | 1166 | 1379 | 3278 | 3107 | 12353 | 17010 | 0 | 17010 | 58119.61 | 41109.61 | 3.4168 | 136080 | 0 | 136080 | 900000 | 0 | 1036080 | 109176.6667 | 77960.39 | [8 empty] | 92166.6667
44821.9583 | 1023 | 1565 | 3172 | 3121 | 13027 | 17764 | 0 | 17764 | 55152.38 | 37388.38 | 3.1047 | 142112 | 0 | 142112 | 900000 | 0 | 1042112 | 109930.6667 | 86959.62 | [8 empty] | 92166.6667
[9 empty] | 63.18 | [9 empty] | Curtailed Power: 37.543 TW vs Needed Power: 63.18 TW | [8 empty] | 92166.6667
Note on W5: Robert Mulloy: Cost per MW/MWh
Note on W7: Robert Mulloy: Price varies from 500,000/MWh for a 1 hour battery to 3,500,000 for 10 hours
Note on X8: Robert Mulloy: Estimated Cost of Installed Wind and Solar
Note on Y8: Robert Mulloy: Estimated Cost of Wind, Solar and Battery Storage
Note on V9: Robert Mulloy: Input Battery you wish to deploy in MWh
Note on AA9: Robert Mulloy: Needed Capacity of Wind and Solar (MW)
Note on V10: Robert Mulloy: Battery Efficiency. Current accepted value is 86% from NREL.
Note on X11: Robert Mulloy: Nuke Capacity based on Cost Estimate for WSB
Note on X16: Robert Mulloy: Cost per mile of transmission
Note on Z16: Robert Mulloy: MW transported per line assuming 750 Amps
Note on AA16: Robert Mulloy: Number of Homes served per line